## Introduction and Navigation
|  |  | Data Tables | Graphs | Charts
| Navigant Counsulting, Inc. | 2013-09-23
| 77 South Bedford Street, Suite 400 |  | Aggregate Demand | AD Figures
Burlington, MA 01803
|  |  | Dominant Fuel % | DF Figures
prepared for:
|  |  | Energy Storage GWh | Storage Figures
|  |  | Power and Fuel Expenditures | P&FE Figures
|  |  | Average Cost of Power and Fuel | ACPF Figures
|  |  | In-State & Capital Expenditures | IS&CE Figures
|  |  | Job Years (Relative) | JY Figures
|  |  | GHG Emissions | GHG Figures
|  |  | NOX & SOX Emissions | NXSX Figures
Electric Sector Summary
This Excel Workbook contains the numerical output developed
as part of the scenario modeling exercise in support of the |  |  | Power Generation | PG Figures
Rhode Island State Energy Plan. Please use the hyperlinks in
the table to the right to navigate through this workbook. |  |  | Power Capacity Additions | PC Figures
|  |  | Electric Demand | ED Figures | ED Pie Charts
Because software is inherently complex and may not |  |  | Power Expenditures (details) | PE Figures
be completely free of errors, you are advised to verify
your work. In no event will Navigant Consulting be liable |  |  | Land Use | LU Figures
for direct, indirect, special, incidental, or
consequential damages arising out of the use of |  |  | Thermal Sector Summary
or inability to use the software or documentation,
even if advised of the possibility of such damages. |  |  | Thermal Demand | ThD Figures | ThD Pie Charts
Transportation Sector Summary
|  |  | Transportation Demand | TrD Figures | TrD Pie Charts

## Aggregate Demand
Navigation
Annual Demand (GWh for Electric Sector and BBTU for the Thermal and Transportation Sectors)
| Electric Sector |  | 2013 | 2014 | 2015 | 2016 | 2017 | 2018 | 2019 | 2020 | 2021 | 2022 | 2023 | 2024 | 2025 | 2026 | 2027 | 2028 | 2029 | 2030 | 2031 | 2032 | 2033 | 2034 | 2035
|  | BAU | 7353.7124 | 7209.4906 | 7093.7708 | 6959.0613 | 6837.6067 | 6704.8542 | 6574.3521 | 6395.5689 | 6205.8172 | 6090.1905 | 6002.062 | 5949.1195 | 5959.4864 | 5988.6825 | 5955.1594 | 5927.0935 | 5905.4629 | 5882.3225 | 5863.3792 | 5842.7044 | 5790.5419 | 5803.3739 | 5788.7498
|  | Scenario 1 | 7439.5604 | 7340.8906 | 7262.8388 | 7174.2693 | 7098.6547 | 7002.6942 | 6918.6201 | 6777.6729 | 6632.4292 | 6562.3545 | 6511.894 | 6514.8091 | 6569.1824 | 6652.6905 | 6664.7194 | 6693.0583 | 6715.7629 | 6746.9345 | 6782.3032 | 6809.8228 | 6809.3299 | 6866.8379 | 6906.5258
|  | Scenario 2 | 7360.7204 | 7218.2506 | 7105.1588 | 6972.2373 | 6853.3747 | 6722.3742 | 6594.5001 | 6417.5289 | 6229.4692 | 6115.5945 | 6030.094 | 5978.9851 | 5991.0224 | 6021.9705 | 5990.1994 | 5963.9863 | 5944.8829 | 5923.4945 | 5906.3032 | 5887.5028 | 5836.9699 | 5850.6779 | 5837.8058
|  | Scenario 3 | 7371.2324 | 7235.7706 | 7128.8108 | 7002.9813 | 6890.1667 | 6766.1742 | 6644.4321 | 6474.6249 | 6293.4172 | 6177.7905 | 6098.422 | 6063.3115 | 6082.1264 | 6120.0825 | 6095.3194 | 6076.4215 | 6063.1429 | 6048.7625 | 6038.5792 | 6027.1684 | 5992.0219 | 6013.6139 | 6007.7498
| Thermal Sector |  | 2013 | 2014 | 2015 | 2016 | 2017 | 2018 | 2019 | 2020 | 2021 | 2022 | 2023 | 2024 | 2025 | 2026 | 2027 | 2028 | 2029 | 2030 | 2031 | 2032 | 2033 | 2034 | 2035
|  | BAU | 63784 | 62330 | 62127 | 61297 | 60368 | 59411 | 58532 | 57685 | 57039 | 56408 | 55794 | 55203 | 54642 | 54167 | 53760 | 53404 | 53074 | 52775 | 52501 | 52222 | 51966 | 51725 | 51397
|  | Scenario 1 | 63784 | 62150 | 61767 | 60758 | 59649 | 58512 | 57452 | 56425 | 55600 | 54789 | 53994 | 53229 | 52492 | 51843 | 51261 | 50730 | 50225 | 49751 | 49302 | 48848 | 48417 | 48001 | 47499
|  | Scenario 2 | 63783.9982 | 61020.1949 | 59507.4317 | 57367.718 | 55128.81 | 52861.8776 | 50671.9948 | 48515.3004 | 46560.0027 | 44619.0863 | 42694.3616 | 41545.4472 | 40425.7316 | 39393.2322 | 38427.794 | 37513.6079 | 36625.2785 | 35767.2924 | 34935.6504 | 34098.2305 | 33283.4956 | 32484.1863 | 31598.5059
|  | Scenario 3 | 63783.9982 | 61880.1949 | 61227.4317 | 59947.718 | 58568.81 | 57161.8776 | 55831.9948 | 54535.3004 | 53440.0027 | 52359.0863 | 51294.3616 | 50628.7805 | 49992.3983 | 49443.2322 | 48961.1274 | 48530.2746 | 48125.2785 | 47750.6257 | 47402.3171 | 47048.2305 | 46716.829 | 46400.853 | 45998.5059
| Transportation Sector |  | 2013 | 2014 | 2015 | 2016 | 2017 | 2018 | 2019 | 2020 | 2021 | 2022 | 2023 | 2024 | 2025 | 2026 | 2027 | 2028 | 2029 | 2030 | 2031 | 2032 | 2033 | 2034 | 2035
|  | BAU | 60973 | 60541 | 60441 | 60239 | 59971 | 59628 | 59235 | 58722 | 58109 | 57553 | 56906 | 56255 | 55658 | 55114 | 54711 | 54403 | 54170 | 54076 | 54276 | 54517 | 54760 | 55214 | 55811
|  | Scenario 1 | 60973 | 59470 | 58371 | 57201 | 55999 | 54759 | 53507 | 52183 | 50803 | 49517 | 48187 | 46663 | 45252 | 43943 | 42808 | 41797 | 40890 | 40127 | 39659 | 39252 | 38862 | 38668 | 38616
|  | Scenario 2 | 60973 | 59062 | 57584 | 56065 | 54544 | 53013 | 51497 | 49938 | 48349 | 46875 | 45383 | 43777 | 42299 | 40937 | 39758 | 38711 | 37773 | 36982 | 36491 | 36066 | 35662 | 35455 | 35392
|  | Scenario 3 | 60973.2919 | 59922.6949 | 59252.7544 | 58485.4087 | 57659.8253 | 56768.8643 | 55839.1613 | 54805.5855 | 53688.9603 | 52637.3768 | 51514.1812 | 50058.3932 | 48672.1549 | 47354.3511 | 46174.0701 | 45087.557 | 44074.5756 | 43180.109 | 42519.5944 | 41886.7656 | 41250.2842 | 40761.3845 | 40363.5817
1
| Aggregate |  | 2013 | 2014 | 2015 | 2016 | 2017 | 2018 | 2019 | 2020 | 2021 | 2022 | 2023 | 2024 | 2025 | 2026 | 2027 | 2028 | 2029 | 2030 | 2031 | 2032 | 2033 | 2034 | 2035
|  | BAU | 183586.6989 | 180546.9246 | 179318.1667 | 177208.49 | 175039.854 | 172677.8337 | 170361.8166 | 167571.5515 | 164794.5376 | 162682.5238 | 160716.4964 | 159050.9561 | 157975.8914 | 157190.4601 | 156112.2753 | 155223.7483 | 154487.7034 | 153909.5797 | 153684.0338 | 153480.6356 | 153050.3352 | 153365.991 | 153517.9983
|  | Scenario 1 | 184273.4829 | 180347.1246 | 178240.7107 | 175353.154 | 172437.238 | 169292.5537 | 166307.9606 | 162829.3835 | 159462.4336 | 156804.8358 | 154276.1524 | 152010.4729 | 150297.4594 | 149007.5241 | 147386.7553 | 146071.4667 | 144841.1034 | 143853.4757 | 143219.4258 | 142578.5828 | 141753.6392 | 141603.703 | 141367.2063
|  | Scenario 2 | 183642.7611 | 177828.1996 | 173932.7025 | 169210.616 | 164499.808 | 159653.8713 | 154924.9954 | 149793.5319 | 144744.7563 | 140418.8422 | 136318.1139 | 133154.3281 | 130652.9109 | 128505.9963 | 126107.3894 | 123936.4986 | 121957.3419 | 120137.248 | 118677.0762 | 117264.2533 | 115641.2548 | 114744.6094 | 113692.9522
|  | Scenario 3 | 183727.1491 | 179689.0544 | 177510.6728 | 174456.9767 | 171349.9692 | 168060.1356 | 164826.6127 | 161137.8854 | 157476.3006 | 154418.7869 | 151595.9191 | 149193.6658 | 147321.5645 | 145758.2434 | 143897.7528 | 142229.2039 | 140704.9976 | 139320.8343 | 138230.5453 | 137152.3438 | 135903.2884 | 135271.1485 | 134424.0859
1 | Aggregate demand assumes 8,000 BTU/kWh average heat rate for fossil fired power generation in the electric sector.

## AD Figures
Navigation

## Dominant Fuel %
Navigation
% of Demand Met By Dominant Fuel Source
| Electric Sector |  | 2013 | 2014 | 2015 | 2016 | 2017 | 2018 | 2019 | 2020 | 2021 | 2022 | 2023 | 2024 | 2025 | 2026 | 2027 | 2028 | 2029 | 2030 | 2031 | 2032 | 2033 | 2034 | 2035
|  | BAU | 92.63% | 95.01% | 95.18% | 93.9% | 90.3% | 88.85% | 89.91% | 91.04% | 90.68% | 90.34% | 89.46% | 88.78% | 88.3% | 87.62% | 87.04% | 86.98% | 86.73% | 86.71% | 86.72% | 87.09% | 87.46% | 87.21% | 87.01%
|  | Scenario 1 | 92.19% | 94.23% | 95.18% | 92.62% | 88.83% | 87.1% | 86.19% | 83.71% | 81.41% | 79.34% | 76.98% | 74.47% | 72.04% | 69.71% | 67.51% | 65.58% | 62.66% | 60.68% | 58.51% | 56.32% | 55.24% | 53.28% | 50.46%
|  | Scenario 2 | 92.6% | 94.95% | 95.18% | 93.82% | 90.21% | 88.75% | 89.78% | 90.81% | 90.54% | 90.2% | 89.32% | 88.65% | 88.17% | 87.49% | 86.91% | 86.86% | 86.61% | 86.59% | 86.6% | 86.97% | 87.35% | 87.1% | 86.9%
|  | Scenario 3 | 92.55% | 94.84% | 95.18% | 93.64% | 89.99% | 88.47% | 89.37% | 90.19% | 90.26% | 89.79% | 88.85% | 88.07% | 87.35% | 86.64% | 85.94% | 85.64% | 85.2% | 85.2% | 85.01% | 85.32% | 85.87% | 85.61% | 85.44%
| Thermal Sector |  | 2013 | 2014 | 2015 | 2016 | 2017 | 2018 | 2019 | 2020 | 2021 | 2022 | 2023 | 2024 | 2025 | 2026 | 2027 | 2028 | 2029 | 2030 | 2031 | 2032 | 2033 | 2034 | 2035
|  | BAU | 60% | 59% | 59% | 59% | 58% | 58% | 58% | 58% | 58% | 58% | 58% | 58% | 58% | 58% | 58% | 59% | 59% | 59% | 59% | 60% | 60% | 60% | 60%
|  | Scenario 1 | 60% | 59% | 58% | 58% | 57% | 57% | 56% | 56% | 56% | 55% | 55% | 55% | 54% | 54% | 54% | 54% | 54% | 54% | 54% | 53% | 53% | 53% | 53%
|  | Scenario 2 | 60% | 60% | 59% | 59% | 59% | 60% | 60% | 60% | 60% | 61% | 61% | 62% | 63% | 63% | 64% | 65% | 67% | 68% | 69% | 70% | 71% | 73% | 74%
|  | Scenario 3 | 60% | 59% | 58% | 58% | 57% | 56% | 56% | 55% | 55% | 54% | 54% | 54% | 54% | 54% | 53% | 53% | 53% | 53% | 53% | 53% | 53% | 53% | 53%
| Transportation Sector |  | 2013 | 2014 | 2015 | 2016 | 2017 | 2018 | 2019 | 2020 | 2021 | 2022 | 2023 | 2024 | 2025 | 2026 | 2027 | 2028 | 2029 | 2030 | 2031 | 2032 | 2033 | 2034 | 2035
|  | BAU | 73% | 72% | 71% | 71% | 70% | 70% | 69% | 69% | 68% | 68% | 67% | 67% | 66% | 65% | 64% | 63% | 63% | 62% | 61% | 60% | 59% | 57% | 56%
|  | Scenario 1 | 73% | 72% | 71% | 70% | 70% | 69% | 68% | 67% | 67% | 65% | 64% | 63% | 60% | 58% | 56% | 53% | 51% | 48% | 45% | 42% | 39% | 36% | 39%
|  | Scenario 2 | 73% | 72% | 71% | 70% | 70% | 69% | 68% | 67% | 66% | 65% | 64% | 62% | 59% | 57% | 54% | 52% | 49% | 46% | 42% | 39% | 36% | 38% | 42%
|  | Scenario 3 | 73% | 72% | 71% | 71% | 70% | 69% | 69% | 68% | 67% | 66% | 66% | 65% | 64% | 62% | 61% | 60% | 59% | 57% | 55% | 53% | 52% | 49% | 47%

## DF% Figures
Navigation

## Energy Storage GWh
Navigation
Energy Stored (GWh)
| Electric Sector |  | 2013 | 2014 | 2015 | 2016 | 2017 | 2018 | 2019 | 2020 | 2021 | 2022 | 2023 | 2024 | 2025 | 2026 | 2027 | 2028 | 2029 | 2030 | 2031 | 2032 | 2033 | 2034 | 2035
|  | BAU | 0 | 0 | 0 | 0 | 0 | 0 | 0 | 0 | 0 | 0 | 0 | 0 | 0 | 0 | 0 | 0 | 0 | 0 | 0 | 0 | 0 | 0 | 0
|  | Scenario 1 | 13.87 | 27.74 | 41.61 | 55.632 | 83.22 | 110.96 | 138.7 | 166.896 | 194.18 | 221.92 | 249.66 | 264.252 | 277.4 | 305.14 | 332.88 | 361.608 | 388.36 | 416.1 | 443.84 | 472.872 | 499.32 | 527.06 | 554.8
|  | Scenario 2 | 0 | 0 | 0 | 0 | 0 | 0 | 0 | 0 | 0 | 0 | 0 | 0 | 0 | 0 | 0 | 0 | 0 | 0 | 0 | 0 | 0 | 0 | 0
|  | Scenario 3 | 10.4025 | 20.805 | 31.2075 | 41.724 | 62.415 | 83.22 | 104.025 | 125.172 | 145.635 | 166.44 | 187.245 | 198.189 | 208.05 | 228.855 | 249.66 | 271.206 | 291.27 | 312.075 | 332.88 | 354.654 | 374.49 | 395.295 | 416.1
| Thermal Sector |  | 2013 | 2014 | 2015 | 2016 | 2017 | 2018 | 2019 | 2020 | 2021 | 2022 | 2023 | 2024 | 2025 | 2026 | 2027 | 2028 | 2029 | 2030 | 2031 | 2032 | 2033 | 2034 | 2035
|  | BAU | 0 | 0 | 0 | 0 | 0 | 0 | 0 | 0 | 0 | 0 | 0 | 0 | 0 | 0 | 0 | 0 | 0 | 0 | 0 | 0 | 0 | 0 | 0
|  | Scenario 1 | 0 | 48 | 97 | 145 | 193 | 242 | 290 | 339 | 387 | 435 | 484 | 532 | 581 | 630 | 678 | 727 | 776 | 824 | 873 | 921 | 970 | 1019 | 1067
|  | Scenario 2 | 0 | 0 | 0 | 0 | 0 | 0 | 0 | 0 | 0 | 0 | 0 | 0 | 0 | 0 | 0 | 0 | 0 | 0 | 0 | 0 | 0 | 0 | 0
|  | Scenario 3 | 0 | 10 | 20 | 30 | 40 | 50 | 60 | 70 | 80 | 90 | 100 | 110 | 120 | 129 | 139 | 149 | 158 | 168 | 178 | 188 | 197 | 207 | 217
| Transportation Sector |  | 2013 | 2014 | 2015 | 2016 | 2017 | 2018 | 2019 | 2020 | 2021 | 2022 | 2023 | 2024 | 2025 | 2026 | 2027 | 2028 | 2029 | 2030 | 2031 | 2032 | 2033 | 2034 | 2035
|  | BAU | 13 | 14 | 15 | 16 | 17 | 18 | 19 | 19 | 20 | 21 | 22 | 23 | 24 | 25 | 26 | 27 | 28 | 29 | 31 | 32 | 33 | 34 | 35
|  | Scenario 1 | 13 | 19 | 24 | 29 | 35 | 40 | 44 | 49 | 54 | 59 | 63 | 68 | 72 | 77 | 81 | 86 | 90 | 95 | 100 | 105 | 111 | 116 | 122
|  | Scenario 2 | 13 | 19 | 24 | 29 | 35 | 40 | 44 | 49 | 54 | 59 | 63 | 68 | 72 | 77 | 81 | 86 | 90 | 95 | 100 | 105 | 111 | 116 | 122
|  | Scenario 3 | 13 | 36 | 59 | 82 | 104 | 126 | 148 | 169 | 189 | 209 | 229 | 246 | 264 | 281 | 299 | 317 | 335 | 354 | 375 | 396 | 417 | 440 | 465
| Aggregate |  | 2013 | 2014 | 2015 | 2016 | 2017 | 2018 | 2019 | 2020 | 2021 | 2022 | 2023 | 2024 | 2025 | 2026 | 2027 | 2028 | 2029 | 2030 | 2031 | 2032 | 2033 | 2034 | 2035
|  | BAU | 13 | 14 | 15 | 16 | 17 | 18 | 19 | 19 | 20 | 21 | 22 | 23 | 24 | 25 | 26 | 27 | 28 | 29 | 31 | 32 | 33 | 34 | 35
|  | Scenario 1 | 26.87 | 94.74 | 162.61 | 229.632 | 311.22 | 392.96 | 472.7 | 554.896 | 635.18 | 715.92 | 796.66 | 864.252 | 930.4 | 1012.14 | 1091.88 | 1174.608 | 1254.36 | 1335.1 | 1416.84 | 1498.872 | 1580.32 | 1662.06 | 1743.8
|  | Scenario 2 | 13 | 19 | 24 | 29 | 35 | 40 | 44 | 49 | 54 | 59 | 63 | 68 | 72 | 77 | 81 | 86 | 90 | 95 | 100 | 105 | 111 | 116 | 122
|  | Scenario 3 | 23.4025 | 66.805 | 110.2075 | 153.724 | 206.415 | 259.22 | 312.025 | 364.172 | 414.635 | 465.44 | 516.245 | 554.189 | 592.05 | 638.855 | 687.66 | 737.206 | 784.27 | 834.075 | 885.88 | 938.654 | 988.49 | 1042.295 | 1098.1

## Storage Figures
Navigation

## Power and Fuel Expenditures
Navigation
Wholesale Power and Fuel Expenditures ($2012 Millions)
| Electric Sector |  | 2013 | 2014 | 2015 | 2016 | 2017 | 2018 | 2019 | 2020 | 2021 | 2022 | 2023 | 2024 | 2025 | 2026 | 2027 | 2028 | 2029 | 2030 | 2031 | 2032 | 2033 | 2034 | 2035
|  | BAU | 1062.0809 | 1037.1338 | 1008.115 | 990.4917 | 975.6675 | 951.3503 | 934.1823 | 897.4332 | 898.1791 | 855.1 | 870.85 | 851.1954 | 830.1946 | 814.9957 | 863.1639 | 859.5285 | 868.035 | 873.3586 | 876.522 | 879.9398 | 883.3681 | 825.4321 | 836.9759
|  | Scenario 1 | 1078.6531 | 1056.2297 | 1028.6521 | 1013.1796 | 1012.5626 | 991.7734 | 978.6151 | 1050.3152 | 1060.5709 | 1028.9484 | 1054.8006 | 1038.2458 | 1031.1428 | 1033.626 | 1099.3646 | 1110.238 | 1198.1593 | 1213.2126 | 1223.0062 | 1243.5052 | 1155.981 | 1318.0705 | 1695.4504
|  | Scenario 2 | 1062.4064 | 1037.5518 | 1008.6463 | 991.0891 | 976.3506 | 952.2129 | 935.2147 | 1593.7241 | 899.4457 | 856.521 | 872.4481 | 852.8649 | 831.9872 | 816.9326 | 865.2919 | 861.7407 | 870.4754 | 875.9068 | 879.3099 | 882.8387 | 886.4568 | 828.8652 | 840.2802
|  | Scenario 3 | 1072.2697 | 1047.7626 | 1019.1483 | 1001.9869 | 996.8172 | 973.1387 | 1065.5386 | 1045.3437 | 1062.2075 | 1034.9444 | 1066.0493 | 1059.3848 | 1047.8453 | 1056.65 | 1126.9033 | 1133.8542 | 1144.0821 | 1170.1736 | 1183.4426 | 1199.5714 | 1215.1892 | 1167.4007 | 1183.6726
| Thermal Sector |  | 2013 | 2014 | 2015 | 2016 | 2017 | 2018 | 2019 | 2020 | 2021 | 2022 | 2023 | 2024 | 2025 | 2026 | 2027 | 2028 | 2029 | 2030 | 2031 | 2032 | 2033 | 2034 | 2035
|  | BAU | 1114 | 1055 | 1049 | 1060 | 1064 | 1070 | 1070 | 1068 | 1063 | 1065 | 1066 | 1067 | 1066 | 1072 | 1071 | 1073 | 1076 | 1078 | 1082 | 1086 | 1092 | 1101 | 1112
|  | Scenario 1 | 1084 | 1014 | 1011 | 1023 | 1029 | 1035 | 1037 | 1034 | 1032 | 1033 | 1035 | 1034 | 1031 | 1032 | 1036 | 1037 | 1039 | 1040 | 1043 | 1046 | 1052 | 1048 | 1058
|  | Scenario 2 | 1084 | 991 | 965 | 952 | 933 | 914 | 889 | 862 | 831 | 807 | 779 | 763 | 746 | 733 | 715 | 700 | 683 | 667 | 652 | 636 | 622 | 609 | 596
|  | Scenario 3 | 1084 | 1006 | 996 | 1000 | 998 | 996 | 989 | 979 | 967 | 961 | 953 | 951 | 947 | 948 | 945 | 944 | 943 | 941 | 942 | 942 | 944 | 947 | 952
| Transportation Sector |  | 2013 | 2014 | 2015 | 2016 | 2017 | 2018 | 2019 | 2020 | 2021 | 2022 | 2023 | 2024 | 2025 | 2026 | 2027 | 2028 | 2029 | 2030 | 2031 | 2032 | 2033 | 2034 | 2035
|  | BAU | 1680 | 1647 | 1629 | 1627 | 1638 | 1652 | 1670 | 1689 | 1698 | 1706 | 1700 | 1694 | 1686 | 1683 | 1682 | 1685 | 1693 | 1703 | 1721 | 1740 | 1767 | 1796 | 1835
|  | Scenario 1 | 1680 | 1619 | 1574 | 1547 | 1531 | 1518 | 1509 | 1500 | 1484 | 1466 | 1437 | 1397 | 1357 | 1322 | 1289 | 1260 | 1235 | 1212 | 1195 | 1179 | 1167 | 1159 | 1156
|  | Scenario 2 | 1680 | 1608 | 1553 | 1516 | 1491 | 1470 | 1452 | 1436 | 1412 | 1387 | 1353 | 1310 | 1267 | 1229 | 1195 | 1163 | 1136 | 1111 | 1093 | 1075 | 1061 | 1050 | 1045
|  | Scenario 3 | 1680 | 1635 | 1604 | 1590 | 1588 | 1588 | 1592 | 1596 | 1592 | 1585 | 1566 | 1537 | 1506 | 1479 | 1457 | 1436 | 1419 | 1403 | 1392 | 1382 | 1377 | 1369 | 1370
| Aggregate |  | 2013 | 2014 | 2015 | 2016 | 2017 | 2018 | 2019 | 2020 | 2021 | 2022 | 2023 | 2024 | 2025 | 2026 | 2027 | 2028 | 2029 | 2030 | 2031 | 2032 | 2033 | 2034 | 2035
|  | BAU | 3856.0809 | 3739.1338 | 3686.115 | 3677.4917 | 3677.6675 | 3673.3503 | 3674.1823 | 3654.4332 | 3659.1791 | 3626.1 | 3636.85 | 3612.1954 | 3582.1946 | 3569.9957 | 3616.1639 | 3617.5285 | 3637.035 | 3654.3586 | 3679.522 | 3705.9398 | 3742.3681 | 3722.4321 | 3783.9759
|  | Scenario 1 | 3842.6531 | 3689.2297 | 3613.6521 | 3583.1796 | 3572.5626 | 3544.7734 | 3524.6151 | 3584.3152 | 3576.5709 | 3527.9484 | 3526.8006 | 3469.2458 | 3419.1428 | 3387.626 | 3424.3646 | 3407.238 | 3472.1593 | 3465.2126 | 3461.0062 | 3468.5052 | 3374.981 | 3525.0705 | 3909.4504
|  | Scenario 2 | 3826.4064 | 3636.5518 | 3526.6463 | 3459.0891 | 3400.3506 | 3336.2129 | 3276.2147 | 3891.7241 | 3142.4457 | 3050.521 | 3004.4481 | 2925.8649 | 2844.9872 | 2778.9326 | 2775.2919 | 2724.7407 | 2689.4754 | 2653.9068 | 2624.3099 | 2593.8387 | 2569.4568 | 2487.8652 | 2481.2802
|  | Scenario 3 | 3836.2697 | 3688.7626 | 3619.1483 | 3591.9869 | 3582.8172 | 3557.1387 | 3646.5386 | 3620.3437 | 3621.2075 | 3580.9444 | 3585.0493 | 3547.3848 | 3500.8453 | 3483.65 | 3528.9033 | 3513.8542 | 3506.0821 | 3514.1736 | 3517.4426 | 3523.5714 | 3536.1892 | 3483.4007 | 3505.6726

## P&FE Figures
Navigation

## Average Cost of Power and Fuel
Navigation
Average Cost of Power and Fuel ($2012 /MWh for Electric Sector and $2012 /MMBTU for the Thermal and Transportation Sectors)
| Electric Sector |  | 2013 | 2014 | 2015 | 2016 | 2017 | 2018 | 2019 | 2020 | 2021 | 2022 | 2023 | 2024 | 2025 | 2026 | 2027 | 2028 | 2029 | 2030 | 2031 | 2032 | 2033 | 2034 | 2035
|  | BAU | 49.0042 | 50.1519 | 49.3082 | 47.8289 | 45.7262 | 51.3378 | 53.7014 | 54.8689 | 56.0277 | 59.6305 | 60.7481 | 58.4593 | 59.8217 | 61.8161 | 61.7831 | 63.6942 | 64.6085 | 66.0299 | 68.9861 | 69.9319 | 73.2152 | 73.7054 | 73.9867
|  | Scenario 1 | 48.987 | 50.1526 | 49.2711 | 47.8161 | 45.7213 | 51.3533 | 53.683 | 54.9767 | 56.0773 | 59.7082 | 60.6462 | 58.5833 | 59.8907 | 60.7583 | 61.9076 | 64.0296 | 65.1016 | 66.4878 | 69.2934 | 70.5639 | 73.2006 | 73.9434 | 71.8664
|  | Scenario 2 | 49.0019 | 50.1492 | 49.3043 | 47.8248 | 45.7216 | 51.3334 | 53.6955 | 54.8717 | 56.0209 | 59.6197 | 60.7361 | 58.4507 | 59.8111 | 61.8026 | 61.779 | 63.6791 | 64.5969 | 66.0115 | 68.9676 | 69.9071 | 73.1825 | 73.6998 | 73.9532
|  | Scenario 3 | 48.9985 | 50.1437 | 49.2994 | 47.8313 | 45.7258 | 51.3246 | 53.63 | 54.7578 | 55.8822 | 59.5642 | 60.3751 | 58.3008 | 58.933 | 60.4228 | 61.4541 | 63.3063 | 62.9449 | 65.5469 | 68.3886 | 69.4066 | 73.082 | 73.718 | 73.8032
| Thermal Sector |  | 2013 | 2014 | 2015 | 2016 | 2017 | 2018 | 2019 | 2020 | 2021 | 2022 | 2023 | 2024 | 2025 | 2026 | 2027 | 2028 | 2029 | 2030 | 2031 | 2032 | 2033 | 2034 | 2035
|  | BAU | 17.47 | 16.93 | 16.88 | 17.29 | 17.63 | 18 | 18.28 | 18.52 | 18.63 | 18.88 | 19.11 | 19.32 | 19.52 | 19.78 | 19.92 | 20.1 | 20.27 | 20.43 | 20.61 | 20.79 | 21.02 | 21.29 | 21.63
|  | Scenario 1 | 17.47 | 16.32 | 16.37 | 16.84 | 17.25 | 17.7 | 18.05 | 18.33 | 18.55 | 18.86 | 19.17 | 19.43 | 19.64 | 19.91 | 20.2 | 20.43 | 20.68 | 20.91 | 21.16 | 21.41 | 21.72 | 21.84 | 22.27
|  | Scenario 2 | 17.47 | 16.24 | 16.21 | 16.59 | 16.92 | 17.29 | 17.55 | 17.76 | 17.85 | 18.08 | 18.24 | 18.36 | 18.45 | 18.61 | 18.61 | 18.65 | 18.66 | 18.65 | 18.67 | 18.66 | 18.68 | 18.75 | 18.87
|  | Scenario 3 | 17.47 | 16.26 | 16.26 | 16.67 | 17.03 | 17.42 | 17.71 | 17.95 | 18.09 | 18.36 | 18.58 | 18.77 | 18.94 | 19.17 | 19.3 | 19.45 | 19.59 | 19.71 | 19.86 | 20.02 | 20.21 | 20.4 | 20.71
| Transportation Sector |  | 2013 | 2014 | 2015 | 2016 | 2017 | 2018 | 2019 | 2020 | 2021 | 2022 | 2023 | 2024 | 2025 | 2026 | 2027 | 2028 | 2029 | 2030 | 2031 | 2032 | 2033 | 2034 | 2035
|  | BAU | 27.55 | 27.23 | 26.97 | 27.04 | 27.34 | 27.73 | 28.22 | 28.79 | 29.26 | 29.68 | 29.91 | 30.16 | 30.33 | 30.58 | 30.8 | 31.02 | 31.3 | 31.56 | 31.76 | 31.97 | 32.33 | 32.6 | 32.94
|  | Scenario 1 | 27.55 | 27.23 | 26.97 | 27.04 | 27.34 | 27.72 | 28.21 | 28.75 | 29.21 | 29.6 | 29.82 | 29.95 | 29.98 | 30.08 | 30.12 | 30.15 | 30.2 | 30.21 | 30.13 | 30.04 | 30.04 | 29.96 | 29.92
|  | Scenario 2 | 27.55 | 27.23 | 26.97 | 27.04 | 27.34 | 27.72 | 28.2 | 28.75 | 29.2 | 29.6 | 29.81 | 29.93 | 29.95 | 30.03 | 30.05 | 30.06 | 30.08 | 30.06 | 29.94 | 29.8 | 29.75 | 29.62 | 29.53
|  | Scenario 3 | 27.55 | 27.28 | 27.07 | 27.19 | 27.55 | 27.98 | 28.52 | 29.12 | 29.65 | 30.1 | 30.4 | 30.7 | 30.94 | 31.24 | 31.56 | 31.84 | 32.19 | 32.5 | 32.74 | 32.99 | 33.37 | 33.59 | 33.94

## ACPF Figures
Navigation

## In-State & Capital Expenditures
Navigation
Electric Sector In-State Power and Fuel Expenditures ($2012 Millions)
Thermal and Transportation Sectors: Capital Expenditures Relative to BAU ($2012 Millions)
| Electric Sector |  | 2013 | 2014 | 2015 | 2016 | 2017 | 2018 | 2019 | 2020 | 2021 | 2022 | 2023 | 2024 | 2025 | 2026 | 2027 | 2028 | 2029 | 2030 | 2031 | 2032 | 2033 | 2034 | 2035
|  | BAU | 1042.2657 | 1051.2755 | 1033.5452 | 1002.344 | 932.804 | 910.8273 | 909.9555 | 889.1534 | 906.4125 | 889.5617 | 912.0404 | 895.7964 | 884.8936 | 873.6139 | 929.5379 | 953.6064 | 960.9406 | 975.4544 | 987.9406 | 1010.3935 | 1042.8036 | 976.4564 | 987.2378
|  | Scenario 1 | 1055.097 | 1064.1432 | 1046.0455 | 1015.0323 | 958.0482 | 935.9553 | 924.8797 | 926.7195 | 929.3807 | 886.201 | 901.162 | 877.9265 | 858.9368 | 842.8005 | 893.6562 | 892.4243 | 930.2077 | 937.7173 | 940.4442 | 954.6419 | 911.53 | 1137.6712 | 1531.0128
|  | Scenario 2 | 1042.2767 | 1051.2829 | 1033.5473 | 1002.3398 | 932.8036 | 910.8015 | 909.9509 | 1208.7892 | 907.4214 | 890.6093 | 913.1021 | 896.8452 | 885.9539 | 874.7137 | 930.7327 | 954.7322 | 962.1498 | 976.6297 | 989.1901 | 1011.5591 | 1043.8811 | 978.0138 | 988.5313
|  | Scenario 3 | 1051.7549 | 1060.6112 | 1042.8045 | 1011.8377 | 951.5579 | 929.4021 | 970.7273 | 951.4013 | 973.2559 | 960.9383 | 983.2882 | 965.3842 | 948.0184 | 947.383 | 1018.5352 | 1040.911 | 1034.0178 | 1063.2836 | 1072.7552 | 1096.9052 | 1142.4011 | 1077.4328 | 1088.3643
| Thermal Sector |  | 2013 | 2014 | 2015 | 2016 | 2017 | 2018 | 2019 | 2020 | 2021 | 2022 | 2023 | 2024 | 2025 | 2026 | 2027 | 2028 | 2029 | 2030 | 2031 | 2032 | 2033 | 2034 | 2035
|  | BAU | 0 | 0 | 0 | 0 | 0 | 0 | 0 | 0 | 0 | 0 | 0 | 0 | 0 | 0 | 0 | 0 | 0 | 0 | 0 | 0 | 0 | 0 | 0
|  | Scenario 1 | 0 | 31 | 31 | 31 | 31 | 31 | 31 | 31 | 31 | 31 | 31 | 31 | 31 | 31 | 31 | 31 | 31 | 31 | 31 | 31 | 31 | 31 | 31
|  | Scenario 2 | 0 | 120 | 120 | 120 | 120 | 120 | 120 | 120 | 120 | 120 | 87 | 53 | 53 | 53 | 53 | 53 | 53 | 53 | 53 | 53 | 53 | 53 | 53
|  | Scenario 3 | 0 | 96 | 96 | 96 | 96 | 96 | 96 | 96 | 96 | 96 | 76 | 57 | 57 | 57 | 57 | 57 | 57 | 57 | 57 | 57 | 57 | 57 | 57
| Transportation Sector |  | 2013 | 2014 | 2015 | 2016 | 2017 | 2018 | 2019 | 2020 | 2021 | 2022 | 2023 | 2024 | 2025 | 2026 | 2027 | 2028 | 2029 | 2030 | 2031 | 2032 | 2033 | 2034 | 2035
|  | BAU | 0 | 0 | 0 | 0 | 0 | 0 | 0 | 0 | 0 | 0 | 0 | 0 | 0 | 0 | 0 | 0 | 0 | 0 | 0 | 0 | 0 | 0 | 0
|  | Scenario 1 | 0 | 87 | 91 | 95 | 99 | 103 | 107 | 111 | 115 | 119 | 169 | 182 | 196 | 211 | 225 | 240 | 256 | 272 | 288 | 304 | 321 | 339 | 351.5636
|  | Scenario 2 | 0 | 130 | 134 | 138 | 142 | 146 | 150 | 154 | 159 | 163 | 209 | 223 | 238 | 254 | 270 | 286 | 303 | 321 | 339 | 358 | 377 | 397 | 410.2364
|  | Scenario 3 | 0 | 25 | 37 | 48 | 60 | 71 | 82 | 94 | 105 | 117 | 130 | 141 | 151 | 162 | 173 | 183 | 194 | 205 | 216 | 226 | 237 | 248 | 258.4909

## IS&CE Figures
Navigation

## Job Years (Relative)
Navigation
Job-Years Created from Capital Investments (#)
| Electric Sector |  | 2013 | 2014 | 2015 | 2016 | 2017 | 2018 | 2019 | 2020 | 2021 | 2022 | 2023 | 2024 | 2025 | 2026 | 2027 | 2028 | 2029 | 2030 | 2031 | 2032 | 2033 | 2034 | 2035
|  | BAU | 0 | 0 | 0 | 0 | 0 | 0 | 0 | 0 | 0 | 0 | 0 | 0 | 0 | 0 | 0 | 0 | 0 | 0 | 0 | 0 | 0 | 0 | 0
|  | Scenario 1 | 0 | 60 | 30 | 30 | 60 | 60 | 60 | 80 | 80 | 80 | 65 | 50 | 50 | 80 | 80 | 80 | 183.7327 | 277.5064 | 303.6372 | 302.9856 | 264.4662 | 552 | 613.9756
|  | Scenario 2 | 0 | 0 | 0 | 0 | 0 | 0 | 0 | 20 | 0 | 0 | 0 | 0 | 0 | 0 | 0 | 0 | 0 | 0 | 0 | 0 | 0 | 0 | 0
|  | Scenario 3 | 0 | 45 | 22.5 | 22.5 | 45 | 45 | 65 | 65 | 65 | 65 | 50 | 42.5 | 42.5 | 65 | 65 | 65 | 65 | 55 | 65 | 65 | 60 | 45 | 45
| Thermal Sector |  | 2013 | 2014 | 2015 | 2016 | 2017 | 2018 | 2019 | 2020 | 2021 | 2022 | 2023 | 2024 | 2025 | 2026 | 2027 | 2028 | 2029 | 2030 | 2031 | 2032 | 2033 | 2034 | 2035
|  | BAU | 0 | 0 | 0 | 0 | 0 | 0 | 0 | 0 | 0 | 0 | 0 | 0 | 0 | 0 | 0 | 0 | 0 | 0 | 0 | 0 | 0 | 0 | 0
|  | Scenario 1 | 0 | 306 | 306 | 306 | 306 | 306 | 306 | 306 | 306 | 306 | 306 | 304 | 304 | 304 | 304 | 304 | 304 | 304 | 304 | 304 | 304 | 304 | 304
|  | Scenario 2 | 0 | 1390 | 1390 | 1390 | 1389 | 1389 | 1389 | 1388 | 1388 | 1388 | 1388 | 606 | 606 | 606 | 606 | 605 | 605 | 605 | 605 | 605 | 605 | 605 | 605
|  | Scenario 3 | 0 | 970 | 970 | 970 | 970 | 970 | 970 | 970 | 970 | 970 | 970 | 535 | 535 | 535 | 535 | 535 | 535 | 535 | 535 | 535 | 535 | 535 | 535
| Transportation Sector |  | 2013 | 2014 | 2015 | 2016 | 2017 | 2018 | 2019 | 2020 | 2021 | 2022 | 2023 | 2024 | 2025 | 2026 | 2027 | 2028 | 2029 | 2030 | 2031 | 2032 | 2033 | 2034 | 2035
|  | BAU | 0 | 0 | 0 | 0 | 0 | 0 | 0 | 0 | 0 | 0 | 0 | 0 | 0 | 0 | 0 | 0 | 0 | 0 | 0 | 0 | 0 | 0 | 0
|  | Scenario 1 | 0 | 217 | 227 | 237 | 247 | 257 | 267 | 278 | 288 | 299 | 309 | 436 | 470 | 506 | 542 | 580 | 618 | 657 | 698 | 739 | 781 | 825 | 869
|  | Scenario 2 | 0 | 325 | 335 | 345 | 355 | 366 | 376 | 387 | 398 | 409 | 420 | 537 | 574 | 613 | 652 | 693 | 735 | 779 | 824 | 870 | 917 | 966 | 1016
|  | Scenario 3 | 0 | 50 | 79 | 108 | 138 | 167 | 196 | 225 | 254 | 283 | 312 | 368 | 395 | 422 | 450 | 477 | 504 | 532 | 559 | 586 | 613 | 641 | 668
| Aggregate |  | 2013 | 2014 | 2015 | 2016 | 2017 | 2018 | 2019 | 2020 | 2021 | 2022 | 2023 | 2024 | 2025 | 2026 | 2027 | 2028 | 2029 | 2030 | 2031 | 2032 | 2033 | 2034 | 2035
|  | BAU | 0 | 0 | 0 | 0 | 0 | 0 | 0 | 0 | 0 | 0 | 0 | 0 | 0 | 0 | 0 | 0 | 0 | 0 | 0 | 0 | 0 | 0 | 0
|  | Scenario 1 | 0 | 583 | 563 | 573 | 613 | 623 | 633 | 664 | 674 | 685 | 680 | 790 | 824 | 890 | 926 | 964 | 1105.7327 | 1238.5064 | 1305.6372 | 1345.9856 | 1349.4662 | 1681 | 1786.9756
|  | Scenario 2 | 0 | 1715 | 1725 | 1735 | 1744 | 1755 | 1765 | 1795 | 1786 | 1797 | 1808 | 1143 | 1180 | 1219 | 1258 | 1298 | 1340 | 1384 | 1429 | 1475 | 1522 | 1571 | 1621
|  | Scenario 3 | 0 | 1065 | 1071.5 | 1100.5 | 1153 | 1182 | 1231 | 1260 | 1289 | 1318 | 1332 | 945.5 | 972.5 | 1022 | 1050 | 1077 | 1104 | 1122 | 1159 | 1186 | 1208 | 1221 | 1248

## JY Figures
Navigation

## GHG Emissions
Navigation
GHG Emissions (tonnes CO2)
| Electric Sector |  | 2013 | 2014 | 2015 | 2016 | 2017 | 2018 | 2019 | 2020 | 2021 | 2022 | 2023 | 2024 | 2025 | 2026 | 2027 | 2028 | 2029 | 2030 | 2031 | 2032 | 2033 | 2034 | 2035
|  | BAU | 3181398.0812 | 3158766.6331 | 3129770.9231 | 3014359.8818 | 2876836.0902 | 2782960.7747 | 2738831.3674 | 2672964.9406 | 2596408.5025 | 2575620.2064 | 2514361.1952 | 2476212.0143 | 2477628.4205 | 2466187.9235 | 2438944.8187 | 2456128.4715 | 2434564.8675 | 2431506.22 | 2427736.3286 | 2453256.9206 | 2471338.8978 | 2454894.8718 | 2436679.783
|  | Scenario 1 | 3250604.9059 | 3262539.9608 | 3265624.7449 | 3178799.3089 | 3076173.553 | 3008912.8642 | 2977431.9001 | 2821155.6581 | 2724511.5883 | 2664859.7018 | 2592276.2262 | 2577473.9563 | 2577701.946 | 2542048.4351 | 2489917.7192 | 2478950.3318 | 2434540.4939 | 2430730.6407 | 2367805.6046 | 2357685.4264 | 2150597.8807 | 2217726.0093 | 2114490.392
|  | Scenario 2 | 3187122.7251 | 3165811.705 | 3139302.8202 | 3024463.8442 | 2888984.7649 | 2796434.2138 | 2754265.6762 | 2669662.1417 | 2594266.4907 | 2575457.9914 | 2516295.2874 | 2479641.0797 | 2482319.1597 | 2472187.1057 | 2446406.7316 | 2465583.7458 | 2445714.2327 | 2443695.011 | 2441707.0246 | 2468564.7529 | 2487229.3816 | 2472317.2399 | 2455935.5963
|  | Scenario 3 | 3195025.9458 | 3178475.9952 | 3156359.1664 | 3051915.0144 | 2919658.2312 | 2831291.8756 | 2783083.4822 | 2536315.2171 | 2412285.0731 | 2285981.2348 | 2150467.7529 | 2045493.6469 | 1960734.5845 | 1868719.2464 | 1740467.0968 | 1666593.2322 | 1590069.7486 | 1527759.7409 | 1393352.9012 | 1325172.8903 | 1471906.6858 | 1429722.7803 | 1395663.5323
| Thermal Sector |  | 2013 | 2014 | 2015 | 2016 | 2017 | 2018 | 2019 | 2020 | 2021 | 2022 | 2023 | 2024 | 2025 | 2026 | 2027 | 2028 | 2029 | 2030 | 2031 | 2032 | 2033 | 2034 | 2035
|  | BAU | 3904990 | 3820554 | 3814619 | 3766365 | 3711456 | 3654906 | 3602680 | 3552246 | 3511981 | 3472710 | 3434292 | 3397361 | 3362151 | 3331598 | 3304463 | 3280180 | 3257506 | 3236906 | 3218116 | 3198751 | 3180738 | 3164038 | 3142970
|  | Scenario 1 | 3904989.5557 | 3763400.1132 | 3700301.7419 | 3595724.6528 | 3485230.5617 | 3373686.6125 | 3267031.864 | 3162680.3061 | 3069164.6067 | 2977241.3319 | 2886737.8702 | 2825544.375 | 2766449.9544 | 2712430.8174 | 2662178.149 | 2615113.7874 | 2569964.7417 | 2527085.6469 | 2486269.0617 | 2445252.7183 | 2405912.8914 | 2368097.9676 | 2326159.4968
|  | Scenario 2 | 3904990 | 3818480 | 3731996 | 3645656 | 3559446 | 3473363 | 3387371 | 3301476 | 3215586 | 3129769 | 3044022 | 3004508 | 2965073 | 2925659 | 2886262 | 2846882 | 2807534 | 2768206 | 2728896 | 2689642 | 2650403 | 2611184 | 2572153
|  | Scenario 3 | 3904989.5557 | 3774991.2362 | 3723535.5078 | 3630228.6102 | 3530683.1872 | 3429839.2099 | 3333649.5487 | 3239554.6167 | 3156009.862 | 3073804.9418 | 2992784.3761 | 2912336.7805 | 2833869.6766 | 2760339.7691 | 2690472.3587 | 2623695.6638 | 2558751.732 | 2496050.4083 | 2435355.9591 | 2374344.9691 | 2314918.332 | 2256981.5921 | 2194869.6478
| Transportation Sector |  | 2013 | 2014 | 2015 | 2016 | 2017 | 2018 | 2019 | 2020 | 2021 | 2022 | 2023 | 2024 | 2025 | 2026 | 2027 | 2028 | 2029 | 2030 | 2031 | 2032 | 2033 | 2034 | 2035
|  | BAU | 4315938 | 4355102 | 4299736 | 4268694 | 4263170 | 4249308 | 4230725 | 4206646 | 4178889 | 4142386 | 4099355 | 4059110 | 4012540 | 3965207 | 3920454 | 3878905 | 3845663 | 3818390 | 3795932 | 3782453 | 3785137 | 3790270 | 3796127
|  | Scenario 1 | 4299736 | 4219063 | 4139907 | 4063048 | 3988526 | 3916654 | 3847451 | 3781779 | 3719344 | 3659383 | 3603237 | 3527105 | 3455215 | 3387169 | 3321855 | 3258936 | 3198078 | 3137581 | 3077619 | 3019470 | 2962566 | 2904695 | 2847151
|  | Scenario 2 | 4299736 | 4197974 | 4100140 | 4006704 | 3917661 | 3833217 | 3753281 | 3678694 | 3609138 | 3543656 | 3483281 | 3406195 | 3334463 | 3267008 | 3202579 | 3140785 | 3081357 | 3022639 | 2964381 | 2907862 | 2852736 | 2796668 | 2740738
|  | Scenario 3 | 4299736 | 4248412 | 4196440 | 4144723 | 4093253 | 4042336 | 3992013 | 3943005 | 3895105 | 3847516 | 3801936 | 3695838 | 3591514 | 3489812 | 3389651 | 3290989 | 3193321 | 3094149 | 2993640 | 2894813 | 2796591 | 2695285 | 2593514
| Aggregate |  | 2013 | 2014 | 2015 | 2016 | 2017 | 2018 | 2019 | 2020 | 2021 | 2022 | 2023 | 2024 | 2025 | 2026 | 2027 | 2028 | 2029 | 2030 | 2031 | 2032 | 2033 | 2034 | 2035
|  | BAU | 11402326.0812 | 11334422.6331 | 11244125.9231 | 11049418.8818 | 10851462.0902 | 10687174.7747 | 10572236.3674 | 10431856.9406 | 10287278.5025 | 10190716.2064 | 10048008.1952 | 9932683.0143 | 9852319.4205 | 9762992.9235 | 9663861.8187 | 9615213.4715 | 9537733.8675 | 9486802.22 | 9441784.3286 | 9434460.9206 | 9437213.8978 | 9409202.8718 | 9375776.783
|  | Scenario 1 | 11455330.4616 | 11245003.074 | 11105833.4867 | 10837571.9617 | 10549930.1147 | 10299253.4767 | 10091914.7641 | 9765614.9642 | 9513020.195 | 9301484.0338 | 9082251.0964 | 8930123.3313 | 8799366.9004 | 8641648.2524 | 8473950.8681 | 8353000.1192 | 8202583.2356 | 8095397.2877 | 7931693.6663 | 7822408.1447 | 7519076.7722 | 7490518.9769 | 7287800.8888
|  | Scenario 2 | 11391848.7251 | 11182265.705 | 10971438.8202 | 10676823.8442 | 10366091.7649 | 10103014.2138 | 9894917.6762 | 9649832.1417 | 9418990.4907 | 9248882.9914 | 9043598.2874 | 8890344.0797 | 8781855.1597 | 8664854.1057 | 8535247.7316 | 8453250.7458 | 8334605.2327 | 8234540.011 | 8134984.0246 | 8066068.7529 | 7990368.3816 | 7880169.2399 | 7768826.5963
|  | Scenario 3 | 11399751.5016 | 11201879.2315 | 11076334.6741 | 10826866.6247 | 10543594.4183 | 10303467.0855 | 10108746.0309 | 9718874.8338 | 9463399.9351 | 9207302.1766 | 8945188.129 | 8653668.4275 | 8386118.2611 | 8118871.0155 | 7820590.4556 | 7581277.896 | 7342142.4806 | 7117959.1491 | 6822348.8603 | 6594330.8594 | 6583416.0177 | 6381989.3723 | 6184047.18

## GHG Figures
Navigation

## NOX &SO2 Emissions
Navigation
NOX and SO2 Emissions (tonnes)
| Electric Sector |  | 2013 | 2014 | 2015 | 2016 | 2017 | 2018 | 2019 | 2020 | 2021 | 2022 | 2023 | 2024 | 2025 | 2026 | 2027 | 2028 | 2029 | 2030 | 2031 | 2032 | 2033 | 2034 | 2035
|  | BAU | 332.9351 | 343.4801 | 351.3879 | 298.1555 | 235.5315 | 205.2396 | 213.7028 | 217.0806 | 216.5272 | 240.7223 | 228.4142 | 221.2078 | 233.7275 | 229.0574 | 224.4435 | 256.2215 | 248.5314 | 252.869 | 254.9547 | 281.7145 | 307.5057 | 292.3828 | 285.0568
|  | Scenario 1 | 333.8838 | 344.145 | 352.1506 | 298.9352 | 236.2621 | 205.2385 | 210.7572 | 200.3815 | 194.6561 | 205.1647 | 193.2556 | 189.0123 | 192.6101 | 186.8714 | 180.9866 | 189.1042 | 163.8994 | 173.6404 | 167.9153 | 156.0473 | 142.7551 | 128.981 | 142.1031
|  | Scenario 2 | 332.9931 | 343.544 | 351.4715 | 298.2342 | 235.627 | 205.2633 | 213.8309 | 217.059 | 216.4499 | 240.717 | 228.416 | 221.2166 | 233.7615 | 229.0859 | 224.4683 | 256.2982 | 248.6237 | 252.9967 | 255.074 | 281.8067 | 307.5269 | 292.6088 | 285.3866
|  | Scenario 3 | 333.2586 | 343.4514 | 351.2873 | 298.4164 | 235.5507 | 205.0826 | 213.4918 | 214.6771 | 215.8471 | 239.7808 | 224.9293 | 219.7688 | 226.8394 | 226.1457 | 221.4055 | 244.3054 | 234.2763 | 239.4889 | 239.0425 | 264.7714 | 302.7656 | 289.241 | 285.0611
| Thermal Sector |  | 2013 | 2014 | 2015 | 2016 | 2017 | 2018 | 2019 | 2020 | 2021 | 2022 | 2023 | 2024 | 2025 | 2026 | 2027 | 2028 | 2029 | 2030 | 2031 | 2032 | 2033 | 2034 | 2035
|  | BAU | 292 | 306 | 307 | 305 | 304 | 301 | 299 | 295 | 292 | 289 | 286 | 282 | 279 | 276 | 272 | 268 | 265 | 262 | 261 | 258 | 256 | 255 | 253
|  | Scenario 1 | 291.7857 | 303.7509 | 302.8988 | 297.1931 | 292.0215 | 285.2619 | 280.6396 | 274.5236 | 268.7008 | 265.5948 | 258.8298 | 252.668 | 248.0435 | 242.2274 | 235.5942 | 234.0171 | 228.4498 | 225.3044 | 223.3017 | 223.9595 | 225.8818 | 221.3613 | 218.1558
|  | Scenario 2 | 292 | 300 | 296 | 288 | 281 | 273 | 265 | 256 | 247 | 239 | 230 | 224 | 219 | 214 | 208 | 203 | 198 | 193 | 190 | 185 | 181 | 178 | 175
|  | Scenario 3 | 291.7857 | 300.2558 | 295.7635 | 287.26 | 280.0658 | 271.053 | 263.1527 | 253.7366 | 244.6531 | 236.941 | 227.5561 | 222.6184 | 217.9436 | 213.4235 | 207.9398 | 204.0293 | 199.8219 | 196.3944 | 194.5859 | 192.2884 | 190.7671 | 188.5998 | 186.6124
| Transportation Sector |  | 2013 | 2014 | 2015 | 2016 | 2017 | 2018 | 2019 | 2020 | 2021 | 2022 | 2023 | 2024 | 2025 | 2026 | 2027 | 2028 | 2029 | 2030 | 2031 | 2032 | 2033 | 2034 | 2035
|  | BAU | 295 | 289 | 286 | 283 | 281 | 277 | 274 | 270 | 266 | 262 | 257 | 252 | 247 | 243 | 239 | 235 | 231 | 228 | 225 | 223 | 220 | 218 | 216
|  | Scenario 1 | 295 | 284 | 276 | 269 | 262 | 254 | 247 | 239 | 231 | 223 | 215 | 204 | 193 | 183 | 173 | 164 | 155 | 147 | 139 | 132 | 125 | 117 | 110
|  | Scenario 2 | 295 | 282 | 273 | 264 | 255 | 246 | 237 | 228 | 219 | 210 | 202 | 190 | 179 | 169 | 159 | 149 | 140 | 132 | 124 | 116 | 109 | 102 | 95
|  | Scenario 3 | 295 | 287 | 283 | 278 | 273 | 267 | 262 | 257 | 251 | 246 | 239 | 231 | 224 | 216 | 209 | 204 | 197 | 191 | 185 | 181 | 178 | 171 | 165
| Aggregate |  | 2013 | 2014 | 2015 | 2016 | 2017 | 2018 | 2019 | 2020 | 2021 | 2022 | 2023 | 2024 | 2025 | 2026 | 2027 | 2028 | 2029 | 2030 | 2031 | 2032 | 2033 | 2034 | 2035
|  | BAU | 919.9351 | 938.4801 | 944.3879 | 886.1555 | 820.5315 | 783.2396 | 786.7028 | 782.0806 | 774.5272 | 791.7223 | 771.4142 | 755.2078 | 759.7275 | 748.0574 | 735.4435 | 759.2215 | 744.5314 | 742.869 | 740.9547 | 762.7145 | 783.5057 | 765.3828 | 754.0568
|  | Scenario 1 | 920.6694 | 931.8959 | 931.0494 | 865.1283 | 790.2835 | 744.5005 | 738.3967 | 713.9051 | 694.3569 | 693.7595 | 667.0853 | 645.6804 | 633.6536 | 612.0988 | 589.5808 | 587.1213 | 547.3492 | 545.9448 | 530.217 | 512.0068 | 493.6369 | 467.3422 | 470.2589
|  | Scenario 2 | 919.9931 | 925.544 | 920.4715 | 850.2342 | 771.627 | 724.2633 | 715.8309 | 701.059 | 682.4499 | 689.717 | 660.416 | 635.2166 | 631.7615 | 612.0859 | 591.4683 | 608.2982 | 586.6237 | 577.9967 | 569.074 | 582.8067 | 597.5269 | 572.6088 | 555.3866
|  | Scenario 3 | 920.0443 | 930.7072 | 930.0507 | 863.6764 | 788.6165 | 743.1356 | 738.6446 | 725.4136 | 711.5001 | 722.7218 | 691.4854 | 673.3872 | 668.783 | 655.5692 | 638.3453 | 652.3347 | 631.0982 | 626.8833 | 618.6284 | 638.0598 | 671.5327 | 648.8408 | 636.6735

## NXSX Figures
Navigation

## Electric Sector Summary
Navigation
Directional Objective | Metric | Units | BAU | Scenario 1: Prioritize Security | Scenario 2: Prioritize Economics | Scenario 3: Prioritize Sustainability
Security | Diversity of Fuels Used to Meet In-State Demand [1] | Dominant fuel source in 2035 (%) | 87% | 50% | 87% | 85%
| Grid Tied Storage | MW in 2035 | 0 | 200 | 0 | 150
| Stability, Reliability, Resiliency | +/- | N/A | +++ | + | +
Economics | Average Annual Electric Energy Expenditures [2] | $2012 Millions | 902 | 1119 | 934 | 1090
| Average Cost of Electricity [3] | $2012/MWh (Wholesale) | 59.76 | 59.81 | 59.74 | 59.43
| Average Price Volatility of LMPs [4] | Index in 2035 (Relative to BAU) | 1 | 0.926 | 0.999 | 0.961
| Economic Activity (Total In-State Expenditures [5]) | $2012 Millions | 21959 | 22365 | 22296 | 23383
| In-State Employment Impact [6] (Relative to BAU) | Job Years | N/A | 3444 | 20 | 1170
Sustainability | GHG Reductions (RI Load Served) [7] | % below 2013 levels in 2035 | 23% | 35% | 23% | 56%
| NOx & SOx (RI) | % below 2013 levels in 2035 | 14% | 57% | 14% | 14%
| Land Use Conversion | Acres | 408 | 2072 | 426 | 651
[1] Fuel used to meet in-state demand is assumed to be in-state generation plus electricity imports with the sources attributed to imports prorated by each source’s share in overall ISO-NE fuel mix.
[2] Average annual electric expenditures counts total expenditures in the POM model including the capital cost of new generation, variable generation cost, and transmission cost.
[3] Average cost of electricity is solely the wholesale electricity cost and only includes the variable cost of generating power for Rhode Island.
[4] Average price volatility is calculated as the monthly variance of locational marginal prices.
[5] Total in-state expenditures are the total variable and fixed costs that are spend on power generation in Rhode Island. All additional construction and generation in the rest of ISO-NE is excluded.
[6] In-State Employment only considers the first order impacts of the policies. It does not include potential second order economic impacts as changes in spending and investment ripples through the economy.
[7] GHG reductions include the reduction in system GHGs due to Rhode Island policy. Thus out-of-state renewables financed by the state are included here even though that construction does not impact the in-state fuel mix significantly.

## Power Generation
Navigation
GWh of Power Generated In-State
|  |  | 2013 | 2014 | 2015 | 2016 | 2017 | 2018 | 2019 | 2020 | 2021 | 2022 | 2023 | 2024 | 2025 | 2026 | 2027 | 2028 | 2029 | 2030 | 2031 | 2032 | 2033 | 2034 | 2035
| Business As Usual (BAU) | Natural Gas | 6615.046 | 6824.5978 | 6911.052 | 6476.8212 | 5938.0473 | 5700.5925 | 5772.93 | 5803.2171 | 5792.4161 | 5984.0154 | 5872.3103 | 5831.2475 | 5898.2035 | 5851.6101 | 5852.7874 | 6119.534 | 6028.6502 | 6080.2967 | 6098.7773 | 6313.7384 | 6542.5421 | 6412.3901 | 6342.1885
|  | Oil | 0 | 0 | 0 | 0 | 0 | 0 | 0 | 0 | 0 | 0 | 0 | 0 | 0 | 0 | 0 | 0 | 0 | 0 | 0 | 0 | 0 | 0 | 0
|  | Landfill/Biomass | 319.0067 | 319.0067 | 319.0067 | 319.0067 | 319.0067 | 319.0067 | 319.0067 | 319.0067 | 319.0067 | 319.0067 | 319.0067 | 319.0067 | 319.0067 | 319.0067 | 319.0067 | 319.0067 | 319.0067 | 319.0067 | 319.0067 | 319.0067 | 319.0067 | 319.0067 | 319.0067
|  | Hydroelectric | 1.752 | 1.752 | 1.752 | 1.752 | 1.752 | 1.752 | 1.752 | 1.752 | 1.752 | 1.752 | 1.752 | 1.752 | 1.752 | 1.752 | 1.752 | 1.752 | 1.752 | 1.752 | 1.752 | 1.752 | 1.752 | 1.752 | 1.752
|  | Wind | 3.0749 | 3.0749 | 10.4596 | 17.8443 | 62.1523 | 99.0757 | 135.9991 | 172.9225 | 209.8459 | 246.7693 | 291.0774 | 328.0008 | 364.9242 | 401.8476 | 438.771 | 475.6944 | 475.6944 | 480.6175 | 480.6175 | 480.6175 | 480.6175 | 480.6175 | 485.5407
|  | Solar | 10.4766 | 10.4766 | 18.8863 | 27.296 | 35.7057 | 44.1154 | 50.4226 | 56.7298 | 64.6138 | 72.4978 | 80.3818 | 88.2658 | 96.1498 | 104.0338 | 111.9178 | 119.8018 | 126.109 | 130.3137 | 132.4161 | 134.5185 | 136.6209 | 138.7234 | 140.8258
|  |  | 2013 | 2014 | 2015 | 2016 | 2017 | 2018 | 2019 | 2020 | 2021 | 2022 | 2023 | 2024 | 2025 | 2026 | 2027 | 2028 | 2029 | 2030 | 2031 | 2032 | 2033 | 2034 | 2035
| Scenario 1 (Security) | Natural Gas | 6624.386 | 6831.8114 | 6917.3976 | 6482.9697 | 5944.2624 | 5700.6151 | 5567.5892 | 5223.4243 | 4884.9718 | 4605.299 | 4347.9725 | 4117.4998 | 3918.7692 | 3723.0414 | 3495.0115 | 3267.5452 | 3030.3893 | 2812.4456 | 2595.0831 | 2374.6026 | 2137.0428 | 1973.8741 | 1827.9656
|  | Oil | 0 | 0 | 0 | 0 | 0 | 0 | 0 | 0 | 0 | 0 | 0 | 0 | 0 | 0 | 0 | 0 | 0 | 0 | 0 | 0 | 0 | 0 | 0
|  | Landfill/Biomass | 319.0067 | 319.0067 | 319.0067 | 319.0067 | 319.0067 | 319.0067 | 319.0067 | 319.0067 | 319.0067 | 319.0067 | 319.0067 | 319.0067 | 319.0067 | 319.0067 | 319.0067 | 319.0067 | 319.0067 | 319.0067 | 319.0067 | 319.0067 | 319.0067 | 319.0067 | 351.6479
|  | Hydroelectric | 1.752 | 1.752 | 1.752 | 1.752 | 1.752 | 1.752 | 1.752 | 1.752 | 1.752 | 1.752 | 1.752 | 1.752 | 1.752 | 1.752 | 1.752 | 1.752 | 1.752 | 1.752 | 1.752 | 1.752 | 1.752 | 1.752 | 1.752
|  | Wind | 3.0749 | 3.0749 | 10.4596 | 17.8443 | 62.1523 | 99.0757 | 135.9991 | 182.7688 | 229.5384 | 276.3081 | 323.0777 | 369.8473 | 416.617 | 463.3866 | 510.1563 | 556.9259 | 566.7721 | 576.6184 | 586.4646 | 596.3109 | 603.6955 | 613.5418 | 618.4649
|  | Solar | 10.4766 | 10.4766 | 18.8863 | 27.296 | 35.7057 | 44.1154 | 50.4226 | 56.7298 | 64.6138 | 72.4978 | 80.3818 | 88.2658 | 96.1498 | 104.0338 | 111.9178 | 119.8018 | 153.37 | 212.1073 | 272.9816 | 333.6847 | 385.5788 | 511.7228 | 637.8668
|  |  | 2013 | 2014 | 2015 | 2016 | 2017 | 2018 | 2019 | 2020 | 2021 | 2022 | 2023 | 2024 | 2025 | 2026 | 2027 | 2028 | 2029 | 2030 | 2031 | 2032 | 2033 | 2034 | 2035
| Scenario 2 (Cost Effectiveness) | Natural Gas | 6615.6159 | 6825.1878 | 6911.7488 | 6477.4406 | 5938.8598 | 5700.7987 | 5773.7903 | 5803.0356 | 5791.8718 | 5983.6773 | 5872.0676 | 5831.0021 | 5898.0685 | 5851.9918 | 5853.1388 | 6120.1543 | 6029.6712 | 6081.5511 | 6100.2653 | 6314.8791 | 6542.9668 | 6414.7403 | 6345.4726
|  | Oil | 0 | 0 | 0 | 0 | 0 | 0 | 0 | 0 | 0 | 0 | 0 | 0 | 0 | 0 | 0 | 0 | 0 | 0 | 0 | 0 | 0 | 0 | 0
|  | Landfill/Biomass | 319.0067 | 319.0067 | 319.0067 | 319.0067 | 319.0067 | 319.0067 | 319.0067 | 319.0067 | 319.0067 | 319.0067 | 319.0067 | 319.0067 | 319.0067 | 319.0067 | 319.0067 | 319.0067 | 319.0067 | 319.0067 | 319.0067 | 319.0067 | 319.0067 | 319.0067 | 319.0067
|  | Hydroelectric | 1.752 | 1.752 | 1.752 | 1.752 | 1.752 | 1.752 | 1.752 | 1.752 | 1.752 | 1.752 | 1.752 | 1.752 | 1.752 | 1.752 | 1.752 | 1.752 | 1.752 | 1.752 | 1.752 | 1.752 | 1.752 | 1.752 | 1.752
|  | Wind | 3.0749 | 3.0749 | 10.4596 | 17.8443 | 62.1523 | 99.0757 | 135.9991 | 182.7688 | 219.6922 | 256.6156 | 300.9237 | 337.8471 | 374.7705 | 411.6939 | 448.6173 | 485.5407 | 485.5407 | 490.4638 | 490.4638 | 490.4638 | 490.4638 | 490.4638 | 495.3869
|  | Solar | 10.4766 | 10.4766 | 18.8863 | 27.296 | 35.7057 | 44.1154 | 50.4226 | 56.7298 | 64.6138 | 72.4978 | 80.3818 | 88.2658 | 96.1498 | 104.0338 | 111.9178 | 119.8018 | 126.109 | 130.3137 | 132.4161 | 134.5185 | 136.6209 | 138.7234 | 140.8258
|  |  | 2013 | 2014 | 2015 | 2016 | 2017 | 2018 | 2019 | 2020 | 2021 | 2022 | 2023 | 2024 | 2025 | 2026 | 2027 | 2028 | 2029 | 2030 | 2031 | 2032 | 2033 | 2034 | 2035
| Scenario 3 (Sustainability) | Natural Gas | 6618.24 | 6825.138 | 6910.2011 | 6478.8827 | 5938.2104 | 5699.2777 | 5771.3981 | 5785.8781 | 5787.1249 | 5976.1178 | 5850.331 | 5821.6889 | 5825.4222 | 5824.6624 | 5820.8789 | 6008.0404 | 5893.9292 | 5972.5821 | 5953.3954 | 6167.4888 | 6507.8816 | 6383.0512 | 6339.0797
|  | Oil | 0 | 0 | 0 | 0 | 0 | 0 | 0 | 0 | 0 | 0 | 0 | 0 | 0 | 0 | 0 | 0 | 0 | 0 | 0 | 0 | 0 | 0 | 0
|  | Landfill/Biomass | 319.0067 | 319.0067 | 319.0067 | 319.0067 | 319.0067 | 319.0067 | 319.0067 | 319.0067 | 319.0067 | 319.0067 | 319.0067 | 319.0067 | 319.0067 | 319.0067 | 319.0067 | 319.0067 | 319.0067 | 319.0067 | 319.0067 | 319.0067 | 319.0067 | 319.0067 | 319.0067
|  | Hydroelectric | 1.752 | 1.752 | 1.752 | 1.752 | 1.752 | 1.752 | 1.752 | 1.752 | 1.752 | 1.752 | 1.752 | 1.752 | 1.752 | 1.752 | 1.752 | 1.752 | 1.752 | 1.752 | 1.752 | 1.752 | 1.752 | 1.752 | 1.752
|  | Wind | 3.0749 | 3.0749 | 10.4596 | 17.8443 | 62.1523 | 99.0757 | 145.8454 | 192.615 | 239.3847 | 286.1543 | 332.9239 | 379.6936 | 426.4632 | 473.2329 | 520.0025 | 566.7721 | 576.6184 | 586.4646 | 596.3109 | 606.1571 | 613.5418 | 613.5418 | 618.4649
|  | Solar | 10.4766 | 10.4766 | 18.8863 | 27.296 | 35.7057 | 44.1154 | 50.4226 | 56.7298 | 64.6138 | 72.4978 | 80.3818 | 88.2658 | 96.1498 | 104.0338 | 111.9178 | 119.8018 | 126.109 | 130.3137 | 132.4161 | 134.5185 | 136.6209 | 138.7234 | 140.8258

## PG Figures
Navigation

## Power Capacity Additions
Navigation
MW of In-State Capacity Additions
|  |  | 2013 | 2014 | 2015 | 2016 | 2017 | 2018 | 2019 | 2020 | 2021 | 2022 | 2023 | 2024 | 2025 | 2026 | 2027 | 2028 | 2029 | 2030 | 2031 | 2032 | 2033 | 2034 | 2035
| Business As Usual (BAU) | Wind | 0 | 0 | 3 | 3 | 3 | 0 | 0 | 0 | 0 | 0 | 3 | 0 | 0 | 0 | 0 | 0 | 0 | 2 | 0 | 0 | 0 | 0 | 2
|  | Offshore Wind | 0 | 0 | 0 | 0 | 15 | 15 | 15 | 15 | 15 | 15 | 15 | 15 | 15 | 15 | 15 | 15 | 0 | 0 | 0 | 0 | 0 | 0 | 0
|  | Solar | 2 | 0 | 4 | 4 | 4 | 4 | 3 | 3 | 4 | 4 | 4 | 4 | 4 | 4 | 4 | 4 | 3 | 1.9999 | 1 | 1 | 1 | 1 | 1
|  | Biomass | 0 | 0 | 0 | 0 | 0 | 0 | 0 | 0 | 0 | 0 | 0 | 0 | 0 | 0 | 0 | 0 | 0 | 0 | 0 | 0 | 0 | 0 | 0
|  | Storage | 0 | 0 | 0 | 0 | 0 | 0 | 0 | 0 | 0 | 0 | 0 | 0 | 0 | 0 | 0 | 0 | 0 | 0 | 0 | 0 | 0 | 0 | 0
|  |  | 2013 | 2014 | 2015 | 2016 | 2017 | 2018 | 2019 | 2020 | 2021 | 2022 | 2023 | 2024 | 2025 | 2026 | 2027 | 2028 | 2029 | 2030 | 2031 | 2032 | 2033 | 2034 | 2035
| Scenario 1 (Security) | Wind | 0 | 0 | 3 | 3 | 3 | 0 | 0 | 4 | 4 | 4 | 4 | 4 | 4 | 4 | 4 | 4 | 4 | 4 | 4 | 4 | 3 | 4 | 2
|  | Offshore Wind | 0 | 0 | 0 | 0 | 15 | 15 | 15 | 15 | 15 | 15 | 15 | 15 | 15 | 15 | 15 | 15 | 0 | 0 | 0 | 0 | 0 | 0 | 0
|  | Solar | 2 | 0 | 4 | 4 | 4 | 4 | 3 | 3 | 4 | 4 | 4 | 4 | 4 | 4 | 4 | 4 | 15.9666 | 27.9383 | 28.9547 | 28.8732 | 24.6833 | 60 | 60
|  | Biomass | 0 | 0 | 0 | 0 | 0 | 0 | 0 | 0 | 0 | 0 | 0 | 0 | 0 | 0 | 0 | 0 | 0 | 0 | 0 | 0 | 0 | 0 | 7.4523
|  | Storage | 5 | 5 | 5 | 5 | 10 | 10 | 10 | 10 | 10 | 10 | 10 | 5 | 5 | 10 | 10 | 10 | 10 | 10 | 10 | 10 | 10 | 10 | 10
| Scenario 2 (Cost Effectiveness) |  | 2013 | 2014 | 2015 | 2016 | 2017 | 2018 | 2019 | 2020 | 2021 | 2022 | 2023 | 2024 | 2025 | 2026 | 2027 | 2028 | 2029 | 2030 | 2031 | 2032 | 2033 | 2034 | 2035
|  | Wind | 0 | 0 | 3 | 3 | 3 | 0 | 0 | 4 | 0 | 0 | 3 | 0 | 0 | 0 | 0 | 0 | 0 | 2 | 0 | 0 | 0 | 0 | 2
|  | Offshore Wind | 0 | 0 | 0 | 0 | 15 | 15 | 15 | 15 | 15 | 15 | 15 | 15 | 15 | 15 | 15 | 15 | 0 | 0 | 0 | 0 | 0 | 0 | 0
|  | Solar | 2 | 0 | 4 | 4 | 4 | 4 | 3 | 3 | 4 | 4 | 4 | 4 | 4 | 4 | 4 | 4 | 3 | 1.9999 | 1 | 1 | 1 | 1 | 1
|  | Biomass | 0 | 0 | 0 | 0 | 0 | 0 | 0 | 0 | 0 | 0 | 0 | 0 | 0 | 0 | 0 | 0 | 0 | 0 | 0 | 0 | 0 | 0 | 0
|  | Storage | 0 | 0 | 0 | 0 | 0 | 0 | 0 | 0 | 0 | 0 | 0 | 0 | 0 | 0 | 0 | 0 | 0 | 0 | 0 | 0 | 0 | 0 | 0
| Scenario 3 (Sustainability) |  | 2013 | 2014 | 2015 | 2016 | 2017 | 2018 | 2019 | 2020 | 2021 | 2022 | 2023 | 2024 | 2025 | 2026 | 2027 | 2028 | 2029 | 2030 | 2031 | 2032 | 2033 | 2034 | 2035
|  | Wind | 0 | 0 | 3 | 3 | 3 | 0 | 4 | 4 | 4 | 4 | 4 | 4 | 4 | 4 | 4 | 4 | 4 | 4 | 4 | 4 | 3 | 0 | 2
|  | Offshore Wind | 0 | 0 | 0 | 0 | 15 | 15 | 15 | 15 | 15 | 15 | 15 | 15 | 15 | 15 | 15 | 15 | 0 | 0 | 0 | 0 | 0 | 0 | 0
|  | Solar | 2 | 0 | 4 | 4 | 4 | 4 | 3 | 3 | 4 | 4 | 4 | 4 | 4 | 4 | 4 | 4 | 3 | 1.9999 | 1 | 1 | 1 | 1 | 1
|  | Biomass | 0 | 0 | 0 | 0 | 0 | 0 | 0 | 0 | 0 | 0 | 0 | 0 | 0 | 0 | 0 | 0 | 0 | 0 | 0 | 0 | 0 | 0 | 0
|  | Storage | 3.75 | 3.75 | 3.75 | 3.75 | 7.5 | 7.5 | 7.5 | 7.5 | 7.5 | 7.5 | 7.5 | 3.75 | 3.75 | 7.5 | 7.5 | 7.5 | 7.5 | 7.5 | 7.5 | 7.5 | 7.5 | 7.5 | 7.5

## PC Figures
Navigation

## Electric Demand
Navigation
GWh of Demand Addressed by Generation Type
|  |  | 2013 | 2014 | 2015 | 2016 | 2017 | 2018 | 2019 | 2020 | 2021 | 2022 | 2023 | 2024 | 2025 | 2026 | 2027 | 2028 | 2029 | 2030 | 2031 | 2032 | 2033 | 2034 | 2035
| Business As Usual (BAU) | Natural Gas | 6812.0764 | 6849.4523 | 6751.737 | 6534.7688 | 6174.2605 | 5957.5584 | 5910.8062 | 5822.2187 | 5627.541 | 5501.7462 | 5369.1552 | 5281.5694 | 5261.987 | 5247.3978 | 5183.3826 | 5155.2215 | 5121.6923 | 5100.7322 | 5084.8333 | 5088.4378 | 5064.4563 | 5061.3464 | 5036.598
|  | Coal/Oil | 24.3479 | 3.2057 | 4.6896e-13 | 6.549 | 30.9733 | 47.8771 | 28.6809 | 4.4556 | 2.558e-13 | -2.7001e-13 | -2.7001e-13 | 2.558e-13 | -1.1369e-13 | 2.558e-13 | 4.5475e-13 | 5.4001e-13 | 5.8265e-13 | 0 | -2.558e-13 | -3.979e-13 | -5.1159e-13 | -1.7053e-13 | 1.1369e-13
|  | Landfill/Biomass | 338.0557 | 321.3611 | 311.6528 | 324.2618 | 340.839 | 343.7418 | 332.6261 | 320.9657 | 309.9265 | 293.297 | 291.6733 | 288.9357 | 284.5966 | 286.0674 | 282.5207 | 268.7378 | 271.0149 | 267.6132 | 265.9706 | 257.0974 | 246.9369 | 251.7943 | 253.3366
|  | Hydroelectric | 51.7506 | 7.8397 | 1.7116 | 14.3608 | 53.948 | 55.5332 | 30.1091 | 5.7881 | 1.7021 | 1.6108 | 1.6019 | 1.5868 | 1.563 | 1.5711 | 1.5516 | 1.4759 | 1.4884 | 1.4697 | 1.4607 | 1.412 | 1.3562 | 1.3829 | 1.3913
|  | Nuclear | 107.5364 | 13.2911 | 0 | 29.6663 | 120.8162 | 134.2314 | 72.5058 | 10.2349 | 0 | 0 | 0 | 0 | 0 | 0 | 0 | 0 | 0 | 0 | 0 | 0 | 0 | 0 | 0
|  | Wind | 9.4553 | 3.8624 | 10.2185 | 21.7963 | 79.4241 | 119.7916 | 148.0194 | 174.9909 | 203.8729 | 226.8815 | 266.1371 | 297.0821 | 325.5612 | 360.3545 | 388.5872 | 400.7348 | 404.1303 | 403.1878 | 400.7131 | 387.3446 | 372.0368 | 379.3549 | 385.5882
|  | Solar | 10.4901 | 10.4783 | 18.4509 | 27.6582 | 37.3458 | 46.1207 | 51.6046 | 56.9151 | 62.7747 | 66.655 | 73.4945 | 79.9455 | 85.7785 | 93.2917 | 99.1174 | 100.9235 | 107.137 | 109.3196 | 110.4015 | 108.4127 | 105.7557 | 109.4954 | 111.8357
|  | TOTAL | 7353.7124 | 7209.4906 | 7093.7708 | 6959.0613 | 6837.6067 | 6704.8542 | 6574.3521 | 6395.5689 | 6205.8172 | 6090.1905 | 6002.062 | 5949.1195 | 5959.4864 | 5988.6825 | 5955.1594 | 5927.0935 | 5905.4629 | 5882.3225 | 5863.3792 | 5842.7044 | 5790.5419 | 5803.3739 | 5788.7498
|  |  | 2013 | 2014 | 2015 | 2016 | 2017 | 2018 | 2019 | 2020 | 2021 | 2022 | 2023 | 2024 | 2025 | 2026 | 2027 | 2028 | 2029 | 2030 | 2031 | 2032 | 2033 | 2034 | 2035
| Scenario 1 (Security) | Natural Gas | 6858.6965 | 6917.6867 | 6912.9589 | 6645.0464 | 6305.6358 | 6099.2194 | 5963.0018 | 5673.7586 | 5399.5562 | 5206.8794 | 5012.6809 | 4851.7301 | 4732.1887 | 4637.6122 | 4499.614 | 4389.2598 | 4208.2524 | 4094.1863 | 3968.4525 | 3835.2202 | 3761.4805 | 3658.8599 | 3484.7073
|  | Coal/Oil | 28.9547 | 11.0761 | -3.1974e-14 | 18.3173 | 47.3848 | 74.2668 | 82.2534 | 105.5966 | 129.1078 | 134.2704 | 156.879 | 204.3818 | 226.3527 | 254.7826 | 277.7564 | 256.261 | 325.5644 | 343.9229 | 371.2557 | 394.1368 | 361.6324 | 372.9357 | 434.1803
|  | Landfill/Biomass | 341.66 | 327.1414 | 318.802 | 333.7049 | 352.407 | 357.3757 | 358.0655 | 365.4349 | 372.3046 | 380.2582 | 388.5999 | 397.5852 | 408.2418 | 420.2593 | 428.4014 | 437.629 | 447.2851 | 454.334 | 461.8281 | 469.4853 | 476.0631 | 478.2476 | 510.5525
|  | Hydroelectric | 61.2108 | 22.7857 | 1.7509 | 37.0183 | 81.6046 | 85.1771 | 83.0769 | 97.4061 | 100.6462 | 108.6272 | 118.3816 | 119.3787 | 132.8246 | 146.6981 | 154.007 | 185.4793 | 197.9379 | 195.7046 | 200.5743 | 208.2104 | 202.7163 | 196.167 | 184.5863
|  | Nuclear | 127.8833 | 45.9224 | 0 | 82.9752 | 184.832 | 208.2191 | 207.9382 | 242.5658 | 273.364 | 308.515 | 344.3461 | 382.0636 | 426.4835 | 475.81 | 514.0717 | 557.4343 | 602.8106 | 635.9347 | 671.1512 | 707.1343 | 738.0452 | 748.3105 | 746.7298
|  | Wind | 10.6625 | 5.7959 | 10.4529 | 28.898 | 88.5757 | 131.2101 | 170.4717 | 231.7891 | 287.2623 | 344.3105 | 402.03 | 460.9955 | 534.3489 | 598.3593 | 661.425 | 726.9157 | 757.7933 | 785.8788 | 809.8123 | 834.2918 | 854.94 | 871.3141 | 878.6792
|  | Solar | 10.4927 | 10.4824 | 18.8742 | 28.309 | 38.2148 | 47.226 | 53.8125 | 61.1218 | 70.188 | 79.4937 | 88.9765 | 98.6742 | 108.7421 | 119.169 | 129.4439 | 140.0792 | 176.1193 | 236.9733 | 299.2291 | 361.3441 | 414.4524 | 541.0031 | 667.0904
|  | TOTAL | 7439.5604 | 7340.8906 | 7262.8388 | 7174.2693 | 7098.6547 | 7002.6942 | 6918.6201 | 6777.6729 | 6632.4292 | 6562.3545 | 6511.894 | 6514.8091 | 6569.1824 | 6652.6905 | 6664.7194 | 6693.0583 | 6715.7629 | 6746.9345 | 6782.3032 | 6809.8228 | 6809.3299 | 6866.8379 | 6906.5258
|  |  | 2013 | 2014 | 2015 | 2016 | 2017 | 2018 | 2019 | 2020 | 2021 | 2022 | 2023 | 2024 | 2025 | 2026 | 2027 | 2028 | 2029 | 2030 | 2031 | 2032 | 2033 | 2034 | 2035
| Scenario 2 (Cost Effectiveness) | Natural Gas | 6815.7834 | 6854.0568 | 6762.6088 | 6541.6424 | 6182.4183 | 5965.9988 | 5920.7043 | 5827.6076 | 5640.2447 | 5516.4651 | 5386.1287 | 5300.1132 | 5282.0321 | 5268.8401 | 5206.2989 | 5180.1296 | 5148.7044 | 5129.373 | 5115.0636 | 5120.6189 | 5098.3938 | 5096.0189 | 5072.7725
|  | Coal/Oil | 24.7356 | 3.7235 | -2.9488e-13 | 7.2559 | 31.9364 | 49.4113 | 30.5609 | 5.7618 | 1.6342e-13 | -1.1795e-12 | 0 | -1.9895e-13 | -1.8474e-13 | -1.9895e-13 | 3.8369e-13 | 2.1316e-13 | -7.9581e-13 | 2.8422e-13 | -7.5318e-13 | -5.4001e-13 | 2.7001e-13 | -1.5632e-13 | 0
|  | Landfill/Biomass | 338.359 | 321.7413 | 312.1232 | 324.8289 | 341.5179 | 344.5344 | 333.5188 | 321.54 | 310.6553 | 294.0983 | 292.6075 | 289.9624 | 285.6873 | 287.2176 | 283.7527 | 270.0089 | 272.3981 | 269.0603 | 267.4866 | 258.6766 | 248.5755 | 253.4263 | 255.0241
|  | Hydroelectric | 52.5467 | 8.823 | 1.7142 | 15.7217 | 55.5711 | 57.2566 | 31.968 | 6.9713 | 1.7061 | 1.6152 | 1.607 | 1.5925 | 1.569 | 1.5774 | 1.5584 | 1.4829 | 1.496 | 1.4777 | 1.469 | 1.4207 | 1.3652 | 1.3918 | 1.4006
|  | Nuclear | 109.2486 | 15.4379 | 0 | 32.8682 | 124.5731 | 138.5327 | 77.2586 | 13.2353 | 0 | 0 | 0 | 0 | 0 | 0 | 0 | 0 | 0 | 0 | 0 | 0 | 0 | 0 | 0
|  | Wind | 9.5568 | 3.9896 | 10.2339 | 22.2229 | 79.9612 | 120.4554 | 148.8073 | 185.4435 | 213.9408 | 236.5788 | 276.0209 | 307.0875 | 335.6268 | 370.6685 | 399.0398 | 410.9641 | 414.6006 | 413.6727 | 411.2532 | 397.708 | 382.1779 | 389.6358 | 396.028
|  | Solar | 10.4903 | 10.4785 | 18.4788 | 27.6973 | 37.3968 | 46.185 | 51.6821 | 56.9695 | 62.9223 | 66.8371 | 73.7299 | 80.2296 | 86.1072 | 93.6668 | 99.5496 | 101.4009 | 107.6838 | 109.9107 | 111.0307 | 109.0786 | 106.4574 | 110.2051 | 112.5806
|  | TOTAL | 7360.7204 | 7218.2506 | 7105.1588 | 6972.2373 | 6853.3747 | 6722.3742 | 6594.5001 | 6417.5289 | 6229.4692 | 6115.5945 | 6030.094 | 5978.9851 | 5991.0224 | 6021.9705 | 5990.1994 | 5963.9863 | 5944.8829 | 5923.4945 | 5906.3032 | 5887.5028 | 5836.9699 | 5850.6779 | 5837.8058
|  |  | 2013 | 2014 | 2015 | 2016 | 2017 | 2018 | 2019 | 2020 | 2021 | 2022 | 2023 | 2024 | 2025 | 2026 | 2027 | 2028 | 2029 | 2030 | 2031 | 2032 | 2033 | 2034 | 2035
| Scenario 3 (Sustainability) | Natural Gas | 6822.2511 | 6862.6402 | 6785.0472 | 6557.6793 | 6200.1582 | 5986.0319 | 5938.2165 | 5839.6302 | 5680.203 | 5547.1482 | 5418.5366 | 5339.8699 | 5312.9479 | 5302.554 | 5238.0325 | 5203.9123 | 5166.0532 | 5153.5116 | 5133.6085 | 5142.1897 | 5145.3203 | 5148.1785 | 5133.1638
|  | Coal/Oil | 25.2105 | 4.837 | 8.1712e-14 | 8.9053 | 34.3477 | 53.4272 | 34.7014 | 12.6041 | -1.2079e-13 | -1.5632e-13 | -3.5527e-13 | 3.1264e-13 | -3.979e-13 | 0 | -3.8369e-13 | -8.2423e-13 | 8.8107e-13 | -6.1107e-13 | -1.1369e-13 | 0 | 1.9895e-13 | -7.9581e-13 | 2.2737e-13
|  | Landfill/Biomass | 338.7306 | 322.5591 | 313.229 | 326.1525 | 343.2175 | 346.6092 | 335.485 | 324.5484 | 313.1127 | 296.1082 | 295.4618 | 292.6048 | 290.943 | 290.4117 | 287.0644 | 276.3102 | 279.6106 | 275.2586 | 275.0792 | 265.9742 | 252.2159 | 257.2913 | 258.3204
|  | Hydroelectric | 53.522 | 10.9375 | 1.7203 | 18.8974 | 59.6345 | 61.7677 | 36.0617 | 13.1693 | 1.7196 | 1.6262 | 1.6227 | 1.607 | 1.5979 | 1.595 | 1.5766 | 1.5175 | 1.5356 | 1.5117 | 1.5107 | 1.4607 | 1.3852 | 1.4131 | 1.4187
|  | Nuclear | 111.3463 | 20.0545 | 0 | 40.3399 | 133.9786 | 149.7919 | 87.7259 | 28.9528 | 0 | 0 | 0 | 0 | 0 | 0 | 0 | 0 | 0 | 0 | 0 | 0 | 0 | 0 | 0
|  | Wind | 9.6813 | 4.2632 | 10.2701 | 23.2182 | 81.3058 | 122.1931 | 160.3888 | 198.4661 | 234.9618 | 265.614 | 308.3519 | 348.2691 | 388.9464 | 430.8134 | 467.9345 | 490.9142 | 505.4084 | 506.0378 | 514.1984 | 505.388 | 485.084 | 494.8453 | 500.8111
|  | Solar | 10.4906 | 10.4791 | 18.5442 | 27.7885 | 37.5244 | 46.3532 | 51.8528 | 57.254 | 63.42 | 67.2939 | 74.4491 | 80.9607 | 87.6913 | 94.7085 | 100.7115 | 103.7673 | 110.5351 | 112.4427 | 114.1823 | 112.1558 | 108.0165 | 111.8858 | 114.0358
|  | TOTAL | 7371.2324 | 7235.7706 | 7128.8108 | 7002.9813 | 6890.1667 | 6766.1742 | 6644.4321 | 6474.6249 | 6293.4172 | 6177.7905 | 6098.422 | 6063.3115 | 6082.1264 | 6120.0825 | 6095.3194 | 6076.4215 | 6063.1429 | 6048.7625 | 6038.5792 | 6027.1684 | 5992.0219 | 6013.6139 | 6007.7498

## ED Figures
Navigation

## ED Pie Charts
Navigation
GWh of Demand Addressed by Generation Type
|  |  | 2013 | 2023 | 2035
| Business As Usual (BAU) | NG | 6812.0764 | 5369.1552 | 5036.598
|  | Coal/Oil | 24.3479 | -2.7001e-13 | 1.1369e-13
|  | LF/BM | 338.0557 | 291.6733 | 253.3366
|  | Hydro | 51.7506 | 1.6019 | 1.3913
|  | Nuclear | 107.5364 | 0 | 0
|  | Wind | 9.4553 | 266.1371 | 385.5882
|  | Solar | 10.4901 | 73.4945 | 111.8357
|  | TOTAL | 7353.7124 | 6002.062 | 5788.7498
|  |  | 2013 | 2023 | 2035
| Scenario 1 (Security) | NG | 6858.6965 | 5012.6809 | 3484.7073
|  | Coal/Oil | 28.9547 | 156.879 | 434.1803
|  | LF/BM | 341.66 | 388.5999 | 510.5525
|  | Hydro | 61.2108 | 118.3816 | 184.5863
|  | Nuclear | 127.8833 | 344.3461 | 746.7298
|  | Wind | 10.6625 | 402.03 | 878.6792
|  | Solar | 10.4927 | 88.9765 | 667.0904
|  | TOTAL | 7439.5604 | 6511.894 | 6906.5258
|  |  | 2013 | 2023 | 2035
| Scenario 2 (Cost Effectiveness) | NG | 6815.7834 | 5386.1287 | 5072.7725
|  | Coal/Oil | 24.7356 | 0 | 0
|  | LF/BM | 338.359 | 292.6075 | 255.0241
|  | Hydro | 52.5467 | 1.607 | 1.4006
|  | Nuclear | 109.2486 | 0 | 0
|  | Wind | 9.5568 | 276.0209 | 396.028
|  | Solar | 10.4903 | 73.7299 | 112.5806
|  | TOTAL | 7360.7204 | 6030.094 | 5837.8058
|  |  | 2013 | 2023 | 2035
| Scenario 3 (Sustainability) | NG | 6822.2511 | 5418.5366 | 5133.1638
|  | Coal/Oil | 25.2105 | -3.5527e-13 | 2.2737e-13
|  | LF/BM | 338.7306 | 295.4618 | 258.3204
|  | Hydro | 53.522 | 1.6227 | 1.4187
|  | Nuclear | 111.3463 | 0 | 0
|  | Wind | 9.6813 | 308.3519 | 500.8111
|  | Solar | 10.4906 | 74.4491 | 114.0358
|  | TOTAL | 7371.2324 | 6098.422 | 6007.7498

## Power Expenditures (details)
Navigation
Power Expenditures ($2012 millions)
|  |  | 2013 | 2014 | 2015 | 2016 | 2017 | 2018 | 2019 | 2020 | 2021 | 2022 | 2023 | 2024 | 2025 | 2026 | 2027 | 2028 | 2029 | 2030 | 2031 | 2032 | 2033 | 2034 | 2035
| Business As Usual (BAU) | Energy Costs | 377.7335 | 390.7091 | 389.6555 | 384.1105 | 372.6423 | 423.9472 | 448.9588 | 463.5858 | 478.362 | 514.0316 | 528.1848 | 512.6629 | 529.1344 | 551.4945 | 555.9536 | 578.0866 | 591.4433 | 609.6648 | 642.4446 | 656.8764 | 693.6493 | 704.3108 | 713.0881
|  | New RPS Costs | 0 | 0 | 0 | 0 | 57.1809 | 59.6783 | 65.6017 | 67.3291 | 66.4495 | 67.5908 | 67.251 | 67.2186 | 68.4082 | 68.918 | 69.3251 | 69.8122 | 69.188 | 69.3344 | 69.2483 | 69.3373 | 69.1258 | 68.6607 | 65.8664
|  | In-State Requirement | 0 | 0 | 0 | 0 | 0 | 0 | 0 | 0 | 0 | 0 | 0 | 0 | 0 | 0 | 0 | 0 | 0 | 0 | 0 | 0 | 0 | 0 | 0
|  | Fuel Diversity | 0 | 0 | 0 | 0 | 0 | 0 | 0 | 0 | 0 | 0 | 0 | 0 | 0 | 0 | 0 | 0 | 0 | 0 | 0 | 0 | 0 | 0 | 0
|  | Other Capital | 0 | 0 | 0 | 0 | 0 | 0 | 0 | 0 | 0 | 0 | 0 | 0 | 0 | 0 | 0 | 0 | 0 | 0 | 0 | 0 | 0 | 0 | 0
|  | Benchmark | 684.3474 | 646.4248 | 618.4595 | 606.3812 | 545.8442 | 467.7247 | 419.6218 | 366.5183 | 353.3676 | 273.4776 | 275.4142 | 271.3139 | 232.652 | 194.5832 | 237.8852 | 211.6297 | 207.4037 | 194.3594 | 164.829 | 153.7261 | 120.5929 | 52.4606 | 58.0214
|  | Total | 1062.0809 | 1037.1338 | 1008.115 | 990.4917 | 975.6675 | 951.3503 | 934.1823 | 897.4332 | 898.1791 | 855.1 | 870.85 | 851.1954 | 830.1946 | 814.9957 | 863.1639 | 859.5285 | 868.035 | 873.3586 | 876.522 | 879.9398 | 883.3681 | 825.4321 | 836.9759
|  |  | 2013 | 2014 | 2015 | 2016 | 2017 | 2018 | 2019 | 2020 | 2021 | 2022 | 2023 | 2024 | 2025 | 2026 | 2027 | 2028 | 2029 | 2030 | 2031 | 2032 | 2033 | 2034 | 2035
| Scenario 1 (Security) | Energy Costs | 381.8057 | 397.3049 | 397.6926 | 394.2984 | 384.5375 | 439.3703 | 467.2859 | 485.5031 | 502.7088 | 542.8929 | 558.2182 | 546.8904 | 566.2601 | 582.4016 | 601.0017 | 630.1748 | 648.7087 | 671.3788 | 708.9817 | 731.0569 | 768.0872 | 785.2212 | 772.9831
|  | New RPS Costs | 0 | 0 | 0 | 0 | 57.1809 | 59.6783 | 65.6017 | 170.7231 | 176.4332 | 183.6236 | 191.6027 | 202.3842 | 213.7198 | 224.367 | 227.4844 | 230.4716 | 297.4991 | 299.8398 | 296.1038 | 295.6594 | 187.7764 | 184.0998 | 310.8521
|  | In-State Requirement | 0 | 0 | 0 | 0 | 0 | 0 | 0 | 0 | 0 | 0 | 0 | 0 | 0 | 0 | 0 | 0 | 0 | 0 | 0 | 0 | 0 | 0 | 0
|  | Fuel Diversity | 0 | 0 | 0 | 0 | 0 | 0 | 1.1056 | 2.5707 | 3.0612 | 3.9543 | 4.5654 | 5.1573 | 6.0109 | 7.2742 | 7.9933 | 12.9619 | 19.5478 | 22.6347 | 28.0917 | 38.0628 | 54.5245 | 271.2888 | 528.5937
|  | Other Capital | 12.5 | 12.5 | 12.5 | 12.5 | 25 | 25 | 25 | 25 | 25 | 25 | 25 | 12.5 | 12.5 | 25 | 25 | 25 | 25 | 25 | 25 | 25 | 25 | 25 | 25
|  | Benchmark | 684.3474 | 646.4248 | 618.4595 | 606.3812 | 545.8442 | 467.7247 | 419.6218 | 366.5183 | 353.3676 | 273.4776 | 275.4142 | 271.3139 | 232.652 | 194.5832 | 237.8852 | 211.6297 | 207.4037 | 194.3594 | 164.829 | 153.7261 | 120.5929 | 52.4606 | 58.0214
|  | Total | 1078.6531 | 1056.2297 | 1028.6521 | 1013.1796 | 1012.5626 | 991.7734 | 978.6151 | 1050.3152 | 1060.5709 | 1028.9484 | 1054.8006 | 1038.2458 | 1031.1428 | 1033.626 | 1099.3646 | 1110.238 | 1198.1593 | 1213.2126 | 1223.0062 | 1243.5052 | 1155.981 | 1318.0705 | 1695.4504
|  |  | 2013 | 2014 | 2015 | 2016 | 2017 | 2018 | 2019 | 2020 | 2021 | 2022 | 2023 | 2024 | 2025 | 2026 | 2027 | 2028 | 2029 | 2030 | 2031 | 2032 | 2033 | 2034 | 2035
| Scenario 2 (Cost Effectiveness) | Energy Costs | 378.059 | 391.127 | 390.1868 | 384.7079 | 373.3254 | 424.8098 | 449.9911 | 464.8146 | 479.6286 | 515.4527 | 529.7828 | 514.3325 | 530.927 | 553.4315 | 558.0816 | 580.2987 | 593.8837 | 612.2131 | 645.2326 | 659.7754 | 696.738 | 707.7439 | 716.3924
|  | New RPS Costs | 0 | 0 | 0 | 0 | 57.1809 | 59.6783 | 65.6017 | 762.3913 | 66.4495 | 67.5908 | 67.251 | 67.2186 | 68.4082 | 68.918 | 69.3251 | 69.8122 | 69.188 | 69.3344 | 69.2483 | 69.3373 | 69.1258 | 68.6607 | 65.8664
|  | In-State Requirement | 0 | 0 | 0 | 0 | 0 | 0 | 0 | 0 | 0 | 0 | 0 | 0 | 0 | 0 | 0 | 0 | 0 | 0 | 0 | 0 | 0 | 0 | 0
|  | Fuel Diversity | 0 | 0 | 0 | 0 | 0 | 0 | 0 | 0 | 0 | 0 | 0 | 0 | 0 | 0 | 0 | 0 | 0 | 0 | 0 | 0 | 0 | 0 | 0
|  | Other Capital | 0 | 0 | 0 | 0 | 0 | 0 | 0 | 0 | 0 | 0 | 0 | 0 | 0 | 0 | 0 | 0 | 0 | 0 | 0 | 0 | 0 | 0 | 0
|  | Benchmark | 684.3474 | 646.4248 | 618.4595 | 606.3812 | 545.8442 | 467.7247 | 419.6218 | 366.5183 | 353.3676 | 273.4776 | 275.4142 | 271.3139 | 232.652 | 194.5832 | 237.8852 | 211.6297 | 207.4037 | 194.3594 | 164.829 | 153.7261 | 120.5929 | 52.4606 | 58.0214
|  | Total | 1062.4064 | 1037.5518 | 1008.6463 | 991.0891 | 976.3506 | 952.2129 | 935.2147 | 1593.7241 | 899.4457 | 856.521 | 872.4481 | 852.8649 | 831.9872 | 816.9326 | 865.2919 | 861.7407 | 870.4754 | 875.9068 | 879.3099 | 882.8387 | 886.4568 | 828.8652 | 840.2802
|  |  | 2013 | 2014 | 2015 | 2016 | 2017 | 2018 | 2019 | 2020 | 2021 | 2022 | 2023 | 2024 | 2025 | 2026 | 2027 | 2028 | 2029 | 2030 | 2031 | 2032 | 2033 | 2034 | 2035
| Scenario 3 (Sustainability) | Energy Costs | 378.5473 | 391.9629 | 391.3138 | 386.2307 | 375.0421 | 426.9857 | 452.1195 | 466.976 | 482.0144 | 518.6779 | 530.759 | 517.9303 | 528.5007 | 547.0041 | 561.6072 | 584.0196 | 586.1391 | 616.1153 | 648.8623 | 664.7453 | 707.1124 | 719.9299 | 727.482
|  | New RPS Costs | 0 | 0 | 0 | 0 | 57.1809 | 59.6783 | 173.6056 | 193.0995 | 208.0754 | 224.0389 | 241.126 | 260.7657 | 277.3176 | 296.3128 | 308.6608 | 319.4549 | 331.7893 | 340.9488 | 351.0013 | 362.35 | 368.7338 | 376.2602 | 379.4193
|  | In-State Requirement | 0 | 0 | 0 | 0 | 0 | 0 | 0 | 0 | 0 | 0 | 0 | 0 | 0 | 0 | 0 | 0 | 0 | 0 | 0 | 0 | 0 | 0 | 0
|  | Fuel Diversity | 0 | 0 | 0 | 0 | 0 | 0 | 0 | 0 | 0 | 0 | 0 | 0 | 0 | 0 | 0 | 0 | 0 | 0 | 0 | 0 | 0 | 0 | 0
|  | Other Capital | 9.375 | 9.375 | 9.375 | 9.375 | 18.75 | 18.75 | 18.75 | 18.75 | 18.75 | 18.75 | 18.75 | 9.375 | 9.375 | 18.75 | 18.75 | 18.75 | 18.75 | 18.75 | 18.75 | 18.75 | 18.75 | 18.75 | 18.75
|  | Benchmark | 684.3474 | 646.4248 | 618.4595 | 606.3812 | 545.8442 | 467.7247 | 419.6218 | 366.5183 | 353.3676 | 273.4776 | 275.4142 | 271.3139 | 232.652 | 194.5832 | 237.8852 | 211.6297 | 207.4037 | 194.3594 | 164.829 | 153.7261 | 120.5929 | 52.4606 | 58.0214
|  | Total | 1072.2697 | 1047.7626 | 1019.1483 | 1001.9869 | 996.8172 | 973.1387 | 1064.097 | 1045.3437 | 1062.2075 | 1034.9444 | 1066.0493 | 1059.3848 | 1047.8453 | 1056.65 | 1126.9033 | 1133.8542 | 1144.0821 | 1170.1736 | 1183.4426 | 1199.5714 | 1215.1892 | 1167.4007 | 1183.6726

## PE Figures
Navigation

## Land Use
Navigation
Land Use (Acres Converted)
| Electric Sector |  | 2013 | 2014 | 2015 | 2016 | 2017 | 2018 | 2019 | 2020 | 2021 | 2022 | 2023 | 2024 | 2025 | 2026 | 2027 | 2028 | 2029 | 2030 | 2031 | 2032 | 2033 | 2034 | 2035
|  | BAU | 0 | 0 | 37.5003 | 37.5003 | 37.5003 | 24.0003 | 18 | 18 | 18 | 18 | 31.5 | 18 | 18 | 18 | 18 | 18 | 18 | 20.9997 | 6 | 6 | 6 | 6 | 15
|  | Scenario 1 | 0 | 0 | 37.5003 | 37.5003 | 37.5003 | 24.0003 | 18 | 36 | 36 | 36 | 36 | 36 | 36 | 36 | 36 | 36 | 113.7995 | 185.6295 | 191.728 | 191.2392 | 161.5997 | 378 | 371.9809
|  | Scenario 2 | 0 | 0 | 37.5003 | 37.5003 | 37.5003 | 24.0003 | 18 | 36 | 18 | 18 | 31.5 | 18 | 18 | 18 | 18 | 18 | 18 | 20.9997 | 6 | 6 | 6 | 6 | 15
|  | Scenario 3 | 0 | 0 | 37.5003 | 37.5003 | 37.5003 | 24.0003 | 36 | 36 | 36 | 36 | 36 | 36 | 36 | 36 | 36 | 36 | 36 | 29.9997 | 24 | 24 | 19.5 | 6 | 15

## LU Figures
Navigation

## Thermal Sector Summary
Navigation
Directional Objective | Metric | Units | BAU | Scenario 1: Prioritize Security | Scenario 2: Prioritize Economics | Scenario 3: Prioritize Sustainability
Security | Diversity of Fuels Used to Meet In-State Demand | Dominant fuel source in 2035 (%) | 60% | 53% | 74% | 53%
| Thermal Storage (ETS) | MW in 2035 | 0 | 1067 | 0 | 217
| Stability, Reliability, Resiliency | +/- | n/a | +++ | + | ++
Economics | Average Annual Thermal Energy Expenditures[1] | $2012 Millions | 1075 | 1038 | 788 | 968
| Average Cost of Energy[2] | $2012/MMBTU | 19.23 | 19.33 | 17.99 | 18.61
| Average Price Volatility of Fuels | Index in 2035 (Relative to BAU) | 1 | 0.945 | 0.976 | 0.962
| Economic Activity (Total In-State Capital Expenditures[3]) | $2012 Millions | 0 | 679 | 1837 | 1638
| In-State Employment Impact[4] (Relative to BAU) | Job Years | 0 | 6707 | 21153 | 16129
Sustainability | GHG Reductions (RI Load Served) | % below 2013 levels in 2035 | 20% | 40% | 34% | 44%
| NOx & SOx (RI) | % below 2013 levels in 2035 | 13% | 25% | 40% | 36%
[1] Average annual thermal energy expenditure is the average total fuel expenditures in the thermal sector between 2013 and 2035. Sources of thermal energy with no variable costs (such as solar thermal and geothermal) do not contribute to this figure, but do contribute to total in-state expenditures.
[2] Average cost of energy is the consumption weighted average fuel cost on a $/MMBTU basis
[3] Economic activity is the total in-state capital investment required to make the changes to the thermal sector energy infrastructure between 2013 and 2035. It does not include any effects on economic activity associated with reduced fuel consumption.
[4] In-state employment impacts reflect the changes in employment only associated with capital expenditures. It does not include any reductions in direct employment associated with reduced fuel consumption, or secondary employment effects in Rhode Island’s economy.

## Thermal Demand
Navigation
BBTU of Demand Addressed by Fuel Source
|  |  | 2013 | 2014 | 2015 | 2016 | 2017 | 2018 | 2019 | 2020 | 2021 | 2022 | 2023 | 2024 | 2025 | 2026 | 2027 | 2028 | 2029 | 2030 | 2031 | 2032 | 2033 | 2034 | 2035
| Business As Usual (BAU) | Distillate Fuel Oil | 21995 | 21449 | 21577 | 21324 | 21010 | 20710 | 20425 | 20157 | 19874 | 19592 | 19314 | 19044 | 18781 | 18519 | 18265 | 18018 | 17781 | 17561 | 17351 | 17140 | 16931 | 16734 | 16543
|  | Gasoline | 1020 | 1108 | 1241 | 1342 | 1427 | 1499 | 1561 | 1615 | 1655 | 1700 | 1748 | 1800 | 1854 | 1904 | 1945 | 1978 | 2009 | 2046 | 2083 | 2117 | 2149 | 2191 | 2236
|  | Kerosene | 69 | 60 | 56 | 53 | 51 | 49 | 47 | 46 | 44 | 42 | 41 | 39 | 38 | 36 | 35 | 33 | 32 | 31 | 30 | 28 | 27 | 26 | 25
|  | Natural Gas | 38032 | 36944 | 36511 | 35890 | 35239 | 34569 | 33966 | 33395 | 33050 | 32708 | 32382 | 32068 | 31775 | 31568 | 31435 | 31348 | 31276 | 31210 | 31151 | 31099 | 31062 | 31015 | 30871
|  | Propane | 1212 | 1154 | 1116 | 1075 | 1031 | 990 | 951 | 914 | 878 | 843 | 809 | 775 | 742 | 710 | 679 | 649 | 619 | 591 | 563 | 535 | 509 | 483 | 457
|  | Residual Fuel Oil | 1456 | 1614 | 1626 | 1613 | 1610 | 1593 | 1581 | 1558 | 1537 | 1523 | 1501 | 1477 | 1452 | 1431 | 1402 | 1377 | 1357 | 1336 | 1324 | 1303 | 1287 | 1276 | 1265
|  | Solar Thermal | 0 | 0 | 0 | 0 | 0 | 0 | 0 | 0 | 0 | 0 | 0 | 0 | 0 | 0 | 0 | 0 | 0 | 0 | 0 | 0 | 0 | 0 | 0
|  | Geothermal | 0 | 0 | 0 | 0 | 0 | 0 | 0 | 0 | 0 | 0 | 0 | 0 | 0 | 0 | 0 | 0 | 0 | 0 | 0 | 0 | 0 | 0 | 0
|  | Electricity | 0 | 0 | 0 | 0 | 0 | 0 | 0 | 0 | 0 | 0 | 0 | 0 | 0 | 0 | 0 | 0 | 0 | 0 | 0 | 0 | 0 | 0 | 0
|  | TOTAL | 63784 | 62329 | 62127 | 61297 | 60368 | 59410 | 58531 | 57685 | 57038 | 56408 | 55795 | 55203 | 54642 | 54168 | 53761 | 53403 | 53074 | 52775 | 52502 | 52222 | 51965 | 51725 | 51397
|  |  | 2013 | 2014 | 2015 | 2016 | 2017 | 2018 | 2019 | 2020 | 2021 | 2022 | 2023 | 2024 | 2025 | 2026 | 2027 | 2028 | 2029 | 2030 | 2031 | 2032 | 2033 | 2034 | 2035
| Scenario 1 (Security) | Distillate Fuel Oil | 21995 | 21305 | 21289 | 20891 | 20433 | 19989 | 19559 | 19148 | 18721 | 18294 | 17872 | 17460 | 17054 | 16650 | 16253 | 15864 | 15485 | 15122 | 14769 | 14416 | 14065 | 13725 | 13392
|  | Gasoline | 1020 | 1099 | 1221 | 1313 | 1388 | 1451 | 1503 | 1547 | 1577 | 1612 | 1650 | 1694 | 1740 | 1782 | 1815 | 1840 | 1863 | 1891 | 1921 | 1946 | 1970 | 2004 | 2041
|  | Kerosene | 69 | 60 | 55 | 52 | 49 | 47 | 44 | 42 | 40 | 38 | 36 | 34 | 32 | 30 | 28 | 26 | 24 | 23 | 21 | 19 | 18 | 16 | 15
|  | Natural Gas | 38032 | 36676 | 35975 | 35085 | 34166 | 33228 | 32356 | 31516 | 30904 | 30293 | 29698 | 29126 | 28574 | 28108 | 27716 | 27371 | 27040 | 26715 | 26397 | 26086 | 25791 | 25485 | 25082
|  | Propane | 1212 | 1146 | 1100 | 1050 | 999 | 950 | 903 | 857 | 813 | 770 | 728 | 686 | 646 | 606 | 567 | 529 | 491 | 455 | 419 | 384 | 349 | 315 | 282
|  | Residual Fuel Oil | 1456 | 1604 | 1607 | 1585 | 1571 | 1544 | 1523 | 1491 | 1460 | 1436 | 1404 | 1371 | 1337 | 1307 | 1269 | 1235 | 1205 | 1176 | 1154 | 1124 | 1099 | 1079 | 1058
|  | Solar Thermal | 0 | 21 | 42 | 63 | 84 | 105 | 126 | 147 | 168 | 189 | 210 | 233 | 257 | 280 | 303 | 327 | 350 | 373 | 397 | 420 | 443 | 467 | 490
|  | Geothermal | 0 | 75 | 149 | 224 | 298 | 373 | 448 | 522 | 597 | 671 | 746 | 809 | 871 | 934 | 996 | 1059 | 1121 | 1184 | 1246 | 1309 | 1371 | 1434 | 1496
|  | Electricity | 0 | 165 | 330 | 495 | 660 | 825 | 990 | 1155 | 1320 | 1485 | 1650 | 1816 | 1982 | 2148 | 2314 | 2480 | 2646 | 2812 | 2978 | 3144 | 3310 | 3476 | 3642
|  | TOTAL | 63784 | 62151 | 61768 | 60758 | 59648 | 58512 | 57452 | 56425 | 55600 | 54788 | 53994 | 53229 | 52493 | 51845 | 51261 | 50731 | 50225 | 49751 | 49302 | 48848 | 48416 | 48001 | 47498
|  |  | 2013 | 2014 | 2015 | 2016 | 2017 | 2018 | 2019 | 2020 | 2021 | 2022 | 2023 | 2024 | 2025 | 2026 | 2027 | 2028 | 2029 | 2030 | 2031 | 2032 | 2033 | 2034 | 2035
| Scenario 2 (Cost Effectiveness) | Distillate Fuel Oil | 21995 | 20832 | 20344 | 19482 | 18564 | 17668 | 16790 | 15934 | 15064 | 14197 | 13338 | 12635 | 11943 | 11253 | 10572 | 9899 | 9236 | 8592 | 7959 | 7327 | 6699 | 6083 | 5482
|  | Gasoline | 1020 | 1075 | 1173 | 1241 | 1292 | 1331 | 1359 | 1379 | 1385 | 1396 | 1410 | 1456 | 1505 | 1549 | 1585 | 1613 | 1638 | 1668 | 1700 | 1728 | 1755 | 1791 | 1831
|  | Kerosene | 69 | 59 | 53 | 49 | 45 | 42 | 38 | 35 | 32 | 29 | 25 | 23 | 21 | 19 | 16 | 14 | 12 | 10 | 8 | 6 | 4 | 2 | 0
|  | Natural Gas | 38032 | 36338 | 35298 | 34063 | 32792 | 31496 | 30262 | 29055 | 28076 | 27095 | 26126 | 25711 | 25313 | 25000 | 24761 | 24566 | 24385 | 24209 | 24039 | 23873 | 23722 | 23560 | 23291
|  | Propane | 1212 | 1130 | 1068 | 1002 | 935 | 870 | 807 | 745 | 685 | 626 | 567 | 523 | 479 | 437 | 395 | 353 | 313 | 273 | 234 | 196 | 158 | 122 | 85
|  | Residual Fuel Oil | 1456 | 1586 | 1571 | 1531 | 1500 | 1456 | 1417 | 1367 | 1318 | 1277 | 1227 | 1196 | 1165 | 1136 | 1100 | 1069 | 1041 | 1014 | 995 | 967 | 944 | 926 | 908
|  | Solar Thermal | 0 | 0 | 0 | 0 | 0 | 0 | 0 | 0 | 0 | 0 | 0 | 0 | 0 | 0 | 0 | 0 | 0 | 0 | 0 | 0 | 0 | 0 | 0
|  | Geothermal | 0 | 0 | 0 | 0 | 0 | 0 | 0 | 0 | 0 | 0 | 0 | 0 | 0 | 0 | 0 | 0 | 0 | 0 | 0 | 0 | 0 | 0 | 0
|  | Electricity | 0 | 0 | 0 | 0 | 0 | 0 | 0 | 0 | 0 | 0 | 0 | 0 | 0 | 0 | 0 | 0 | 0 | 0 | 0 | 0 | 0 | 0 | 0
|  | TOTAL | 63784 | 61020 | 59507 | 57368 | 55128 | 52863 | 50673 | 48515 | 46560 | 44620 | 42693 | 41544 | 40426 | 39394 | 38429 | 37514 | 36625 | 35766 | 34935 | 34097 | 33282 | 32484 | 31597
|  |  | 2013 | 2014 | 2015 | 2016 | 2017 | 2018 | 2019 | 2020 | 2021 | 2022 | 2023 | 2024 | 2025 | 2026 | 2027 | 2028 | 2029 | 2030 | 2031 | 2032 | 2033 | 2034 | 2035
| Scenario 3 (Sustainability) | Distillate Fuel Oil | 21995 | 21326 | 21332 | 20956 | 20519 | 20097 | 19689 | 19299 | 18894 | 18489 | 18088 | 17734 | 17387 | 17041 | 16703 | 16372 | 16051 | 15747 | 15453 | 15158 | 14866 | 14584 | 14309
|  | Gasoline | 1020 | 1075 | 1173 | 1241 | 1292 | 1331 | 1359 | 1379 | 1385 | 1396 | 1410 | 1456 | 1505 | 1549 | 1585 | 1613 | 1638 | 1668 | 1700 | 1728 | 1755 | 1791 | 1831
|  | Kerosene | 69 | 60 | 56 | 52 | 50 | 48 | 45 | 43 | 41 | 39 | 37 | 35 | 34 | 32 | 30 | 29 | 27 | 26 | 24 | 23 | 21 | 20 | 18
|  | Natural Gas | 38032 | 36481 | 35584 | 34499 | 33384 | 32251 | 31184 | 30149 | 29341 | 28535 | 27744 | 27277 | 26830 | 26468 | 26182 | 25941 | 25715 | 25495 | 25282 | 25076 | 24885 | 24684 | 24386
|  | Propane | 1212 | 1144 | 1095 | 1043 | 989 | 938 | 888 | 840 | 794 | 749 | 704 | 665 | 628 | 591 | 555 | 521 | 486 | 453 | 420 | 388 | 357 | 326 | 296
|  | Residual Fuel Oil | 1456 | 1587 | 1572 | 1533 | 1503 | 1459 | 1420 | 1371 | 1323 | 1282 | 1233 | 1204 | 1174 | 1147 | 1112 | 1082 | 1057 | 1031 | 1013 | 987 | 965 | 949 | 932
|  | Solar Thermal | 0 | 99 | 198 | 297 | 396 | 495 | 594 | 693 | 792 | 891 | 990 | 1073 | 1157 | 1240 | 1323 | 1407 | 1490 | 1573 | 1657 | 1740 | 1823 | 1907 | 1990
|  | Geothermal | 0 | 75 | 149 | 224 | 298 | 373 | 448 | 522 | 597 | 671 | 746 | 809 | 871 | 934 | 996 | 1059 | 1121 | 1184 | 1246 | 1309 | 1371 | 1434 | 1496
|  | Electricity | 0 | 34 | 68 | 102 | 137 | 171 | 205 | 239 | 273 | 307 | 341 | 375 | 408 | 441 | 474 | 507 | 541 | 574 | 607 | 640 | 674 | 707 | 740
|  | TOTAL | 63784 | 61881 | 61227 | 59947 | 58568 | 57163 | 55832 | 54535 | 53440 | 52359 | 51293 | 50628 | 49994 | 49443 | 48960 | 48531 | 48126 | 47751 | 47402 | 47049 | 46717 | 46402 | 45998

## ThD Figures
Navigation

## ThD Pie Charts
Navigation
BBTU of Demand Addressed by Fuel Source
|  |  | 2013 | 2023 | 2035
| Business As Usual (BAU) | DFO | 21995 | 18927.72 | 15715.85
|  | Biodiesel | 0 | 386.28 | 827.15
|  | Gasoline | 1020 | 1748 | 2236
|  | Kerosene | 69 | 41 | 25
|  | NG | 38032 | 32382 | 30871
|  | Propane | 1212 | 809 | 457
|  | RFO | 1456 | 1501 | 1265
|  | Solar | 0 | 0 | 0
|  | Geo | 0 | 0 | 0
|  | Electric | 0 | 0 | 0
|  | TOTAL | 63784 | 55795 | 51397
|  |  | 2013 | 2023 | 2035
| Scenario 1 (Security) | DFO | 21995 | 16978.4 | 12052.8
|  | Biodiesel | 0 | 893.6 | 1339.2
|  | Gasoline | 1020 | 1650 | 2041
|  | Kerosene | 69 | 36 | 15
|  | NG | 38032 | 29698 | 25082
|  | Propane | 1212 | 728 | 282
|  | RFO | 1456 | 1404 | 1058
|  | Solar | 0 | 210 | 490
|  | Geo | 0 | 746 | 1496
|  | Electric | 0 | 1650 | 3642
|  | TOTAL | 63784 | 53994 | 47498
|  |  | 2013 | 2023 | 2035
| Scenario 2 (Cost Effectiveness) | DFO | 21995 | 13071.24 | 5207.9
|  | Biodiesel | 0 | 266.76 | 274.1
|  | Gasoline | 1020 | 1410 | 1831
|  | Kerosene | 69 | 25 | 0
|  | NG | 38032 | 26126 | 23291
|  | Propane | 1212 | 567 | 85
|  | RFO | 1456 | 1227 | 908
|  | Solar | 0 | 0 | 0
|  | Geo | 0 | 0 | 0
|  | Electric | 0 | 0 | 0
|  | TOTAL | 63784 | 42693 | 31597
|  |  | 2013 | 2023 | 2035
| Scenario 3 (Sustainability) | DFO | 21995 | 16279.2 | 11447.2
|  | Biodiesel | 0 | 1808.8 | 2861.8
|  | Gasoline | 1020 | 1410 | 1831
|  | Kerosene | 69 | 37 | 18
|  | NG | 38032 | 27744 | 24386
|  | Propane | 1212 | 704 | 296
|  | RFO | 1456 | 1233 | 932
|  | Solar | 0 | 990 | 1990
|  | Geo | 0 | 746 | 1496
|  | Electric | 0 | 341 | 740
|  | TOTAL | 63784 | 51293 | 45998

## Transportation Sector Summary
Navigation
Directional Objective | Metric | Units | BAU | Scenario 1: Prioritize Security | Scenario 2: Prioritize Economics | Scenario 3: Prioritize Sustainability
Security | Diversity of Fuels Used to Meet In-State Demand | Dominant fuel source in 2035 (%) | 56% | 39% | 42% | 47%
| Grid Tied Storage (EV Battery) | MW in 2035 | 137 | 1277 | 1277 | 6292
| Stability, Reliability, Resiliency | +/- | n/a | +++ | + | +++
Economics | Average Annual Transportation Fuel Expenditures[1] | $2012 Millions | 1696 | 1382 | 1308 | 1511
| Average Cost of Fuels[2] | $2012/MMBTU | 29.87 | 29.14 | 29.05 | 30.44
| Average Price Volatility of Transportation Fuels[3] | Index in 2035 (Relative to BAU) | 1 | 1.124 | 1.128 | 1.095
| Economic Activity[4] (Total In-State Expenditures) | $2012 Millions | 0 | 4127 | 5138 | 3040
| In-State Employment Impact[5] (Relative to BAU) | Job Years | 10346 | 12895 | 8027 | 10346
Sustainability | GHG Reductions (RI Load Served) | % below 2013 levels in 2035 | 12% | 34% | 36% | 40%
| NOx & SOx (RI) | % below 2013 levels in 2035 | 27% | 63% | 68% | 44%
[1] Average annual transportation energy expenditure is the average total fuel expenditures in the transportation sector between 2013 and 2035.
[2] Average cost of energy is the consumption weighted average fuel cost on a $/MMBTU basis.
[3] Average Price Volatility of Transportation Fuels is calculated as the weighted average ratio of historic fuel prices standard deviation to the historical mean. In the transportation sector, gasoline has the lowest historic volatility, and as such, and scenario that reduces dependence on gasoline also brings with it greater price volatility.
[4] Economic activity is the total in-state capital investment required to make the changes to the transportation sector energy infrastructure between 2013 and 2035. It does not include any effects on economic activity associated with reduced fuel consumption.
[5] In-state employment impacts reflect only the changes in employment associated with capital expenditures. It does not include any reductions in direct employment associated with reduced fuel consumption, or secondary employment effects in Rhode Island’s economy.

## Transportation Demand
Navigation
BBTU of Demand Addressed by Fuel Source
|  |  | 2013 | 2014 | 2015 | 2016 | 2017 | 2018 | 2019 | 2020 | 2021 | 2022 | 2023 | 2024 | 2025 | 2026 | 2027 | 2028 | 2029 | 2030 | 2031 | 2032 | 2033 | 2034 | 2035
| Business As Usual (BAU) | Distillate Fuel Oil | 9997 | 10643 | 11024 | 11243 | 11438 | 11601 | 11747 | 11849 | 11950 | 12059 | 12112 | 12151 | 12203 | 12224 | 12232 | 12232 | 12239 | 12281 | 12305 | 12309 | 12322 | 12353 | 12371
|  | Fuel Ethanol E85 | 7 | 7 | 8 | 8 | 8 | 9 | 9 | 9 | 9 | 10 | 10 | 10 | 10 | 10 | 10 | 10 | 10 | 10 | 10 | 10 | 10 | 10 | 9
|  | Jet Fuel | 4324 | 4300 | 4290 | 4289 | 4291 | 4294 | 4296 | 4297 | 4301 | 4303 | 4310 | 4320 | 4330 | 4338 | 4345 | 4354 | 4359 | 4365 | 4372 | 4378 | 4381 | 4384 | 4385
|  | Motor Gasoline | 44746 | 43651 | 43191 | 42753 | 42268 | 41733 | 41156 | 40496 | 39767 | 39014 | 38241 | 37447 | 36624 | 35859 | 35163 | 34529 | 33936 | 33398 | 32913 | 32469 | 32051 | 31681 | 31344
|  | Natural Gas | 1664 | 1648 | 1632 | 1646 | 1664 | 1687 | 1721 | 1763 | 1771 | 1854 | 1918 | 2011 | 2173 | 2362 | 2637 | 2952 | 3297 | 3688 | 4338 | 5011 | 5651 | 6437 | 7349
|  | Propane | 107 | 109 | 111 | 111 | 109 | 110 | 110 | 111 | 111 | 110 | 109 | 108 | 107 | 106 | 106 | 105 | 105 | 105 | 105 | 105 | 105 | 105 | 106
|  | Residual Fuel Oil | 128 | 135 | 134 | 134 | 133 | 132 | 132 | 131 | 131 | 130 | 130 | 130 | 129 | 129 | 129 | 129 | 128 | 128 | 128 | 128 | 128 | 128 | 128
|  | Electricity | 45 | 48 | 52 | 55 | 58 | 62 | 64 | 66 | 69 | 73 | 76 | 79 | 83 | 86 | 89 | 93 | 96 | 100 | 104 | 108 | 112 | 116 | 120
|  | TOTAL | 61018 | 60541 | 60442 | 60239 | 59969 | 59628 | 59235 | 58722 | 58109 | 57553 | 56906 | 56256 | 55659 | 55114 | 54711 | 54404 | 54170 | 54075 | 54275 | 54518 | 54760 | 55214 | 55812
|  |  | 2013 | 2014 | 2015 | 2016 | 2017 | 2018 | 2019 | 2020 | 2021 | 2022 | 2023 | 2024 | 2025 | 2026 | 2027 | 2028 | 2029 | 2030 | 2031 | 2032 | 2033 | 2034 | 2035
| Scenario 1 (Security) | Distillate Fuel Oil | 9997 | 10456 | 10655 | 10698 | 10721 | 10719 | 10705 | 10656 | 10613 | 10585 | 10508 | 10303 | 10120 | 9915 | 9701 | 9486 | 9281 | 9113 | 8926 | 8722 | 8530 | 8353 | 8163
|  | Fuel Ethanol E85 | 7 | 7 | 8 | 8 | 8 | 9 | 9 | 9 | 9 | 10 | 10 | 10 | 10 | 10 | 10 | 10 | 10 | 10 | 10 | 10 | 10 | 10 | 9
|  | Jet Fuel | 4324 | 4219 | 4131 | 4053 | 3981 | 3912 | 3845 | 3781 | 3723 | 3666 | 3616 | 3520 | 3430 | 3339 | 3251 | 3166 | 3080 | 2995 | 2911 | 2826 | 2741 | 2654 | 2565
|  | Motor Gasoline | 44746 | 42816 | 41541 | 40311 | 39059 | 37784 | 36495 | 35157 | 33785 | 32414 | 31061 | 29174 | 27302 | 25524 | 23839 | 22237 | 20697 | 19217 | 17789 | 16415 | 15080 | 13780 | 12512
|  | Natural Gas | 1664 | 1716 | 1770 | 1855 | 1944 | 2040 | 2147 | 2264 | 2348 | 2508 | 2650 | 3310 | 4040 | 4799 | 5644 | 6530 | 7447 | 8411 | 9633 | 10878 | 12092 | 13451 | 14935
|  | Propane | 107 | 107 | 107 | 105 | 102 | 100 | 99 | 98 | 97 | 95 | 92 | 88 | 84 | 81 | 78 | 76 | 73 | 71 | 69 | 66 | 65 | 62 | 60
|  | Residual Fuel Oil | 128 | 133 | 129 | 127 | 124 | 121 | 119 | 116 | 114 | 111 | 109 | 106 | 103 | 99 | 96 | 93 | 91 | 88 | 85 | 82 | 80 | 77 | 74
|  | Electricity | 0 | 15 | 30 | 45 | 59 | 74 | 88 | 102 | 115 | 128 | 141 | 153 | 164 | 176 | 187 | 199 | 211 | 224 | 238 | 252 | 266 | 281 | 297
|  | TOTAL | 60973 | 59469 | 58371 | 57202 | 55998 | 54759 | 53507 | 52183 | 50804 | 49517 | 48187 | 46664 | 45253 | 43943 | 42806 | 41797 | 40890 | 40129 | 39661 | 39251 | 38864 | 38668 | 38615
|  |  | 2013 | 2014 | 2015 | 2016 | 2017 | 2018 | 2019 | 2020 | 2021 | 2022 | 2023 | 2024 | 2025 | 2026 | 2027 | 2028 | 2029 | 2030 | 2031 | 2032 | 2033 | 2034 | 2035
| Scenario 2 (Cost Effectiveness) | Distillate Fuel Oil | 9997 | 10389 | 10526 | 10511 | 10483 | 10433 | 10376 | 10288 | 10211 | 10152 | 10048 | 9829 | 9636 | 9422 | 9201 | 8980 | 8770 | 8597 | 8406 | 8200 | 8006 | 7827 | 7634
|  | Fuel Ethanol E85 | 7 | 7 | 8 | 8 | 8 | 9 | 9 | 9 | 9 | 10 | 10 | 10 | 10 | 10 | 10 | 10 | 10 | 10 | 10 | 10 | 10 | 10 | 9
|  | Jet Fuel | 4324 | 4190 | 4075 | 3972 | 3878 | 3788 | 3703 | 3622 | 3549 | 3478 | 3417 | 3315 | 3220 | 3126 | 3035 | 2947 | 2859 | 2771 | 2686 | 2600 | 2514 | 2426 | 2336
|  | Motor Gasoline | 44746 | 42516 | 40963 | 39477 | 37991 | 36503 | 35020 | 33510 | 31983 | 30476 | 29002 | 27055 | 25135 | 23318 | 21600 | 19972 | 18409 | 16908 | 15463 | 14077 | 12731 | 11421 | 10146
|  | Natural Gas | 1664 | 1705 | 1749 | 1824 | 1904 | 1992 | 2093 | 2202 | 2281 | 2436 | 2574 | 3232 | 3959 | 4717 | 5561 | 6446 | 7362 | 8325 | 9547 | 10791 | 12005 | 13363 | 14847
|  | Propane | 107 | 107 | 106 | 103 | 99 | 97 | 95 | 94 | 92 | 90 | 87 | 83 | 79 | 76 | 73 | 70 | 68 | 65 | 63 | 61 | 59 | 57 | 55
|  | Residual Fuel Oil | 128 | 132 | 128 | 124 | 121 | 117 | 114 | 111 | 109 | 106 | 103 | 100 | 96 | 93 | 90 | 87 | 84 | 81 | 78 | 76 | 73 | 70 | 67
|  | Electricity | 0 | 15 | 30 | 45 | 59 | 74 | 88 | 102 | 115 | 128 | 141 | 153 | 164 | 176 | 187 | 199 | 211 | 224 | 238 | 252 | 266 | 281 | 297
|  | TOTAL | 60973 | 59061 | 57585 | 56064 | 54543 | 53013 | 51498 | 49938 | 48349 | 46876 | 45382 | 43777 | 42299 | 40938 | 39757 | 38711 | 37773 | 36981 | 36491 | 36067 | 35664 | 35455 | 35391
|  |  | 2013 | 2014 | 2015 | 2016 | 2017 | 2018 | 2019 | 2020 | 2021 | 2022 | 2023 | 2024 | 2025 | 2026 | 2027 | 2028 | 2029 | 2030 | 2031 | 2032 | 2033 | 2034 | 2035
| Scenario 3 (Sustainability) | Distillate Fuel Oil | 9997 | 10537 | 10813 | 10928 | 11020 | 11082 | 11128 | 11134 | 11142 | 11160 | 11125 | 11023 | 10937 | 10823 | 10694 | 10558 | 10427 | 10329 | 10202 | 10052 | 9910 | 9775 | 9617
|  | Fuel Ethanol E85 | 7 | 7 | 8 | 8 | 8 | 9 | 9 | 9 | 9 | 10 | 10 | 10 | 10 | 10 | 10 | 10 | 10 | 10 | 10 | 10 | 10 | 10 | 9
|  | Jet Fuel | 4324 | 4254 | 4199 | 4152 | 4110 | 4069 | 4028 | 3988 | 3952 | 3914 | 3883 | 3832 | 3783 | 3731 | 3680 | 3629 | 3576 | 3521 | 3463 | 3401 | 3338 | 3269 | 3193
|  | Motor Gasoline | 44746 | 43178 | 42247 | 41342 | 40397 | 39409 | 38388 | 37297 | 36152 | 34989 | 33822 | 32398 | 30957 | 29586 | 28281 | 27035 | 25829 | 24663 | 23500 | 22367 | 21255 | 20142 | 19019
|  | Natural Gas | 1664 | 1630 | 1597 | 1594 | 1594 | 1601 | 1618 | 1644 | 1636 | 1704 | 1754 | 1824 | 1962 | 2129 | 2381 | 2673 | 2995 | 3363 | 3988 | 4635 | 5250 | 6008 | 6891
|  | Propane | 107 | 108 | 109 | 108 | 105 | 104 | 103 | 103 | 102 | 101 | 99 | 96 | 93 | 91 | 89 | 87 | 86 | 84 | 82 | 81 | 79 | 78 | 76
|  | Residual Fuel Oil | 128 | 134 | 131 | 129 | 128 | 126 | 124 | 122 | 120 | 119 | 117 | 115 | 113 | 111 | 109 | 107 | 105 | 103 | 101 | 99 | 97 | 95 | 93
|  | Electricity | 0 | 75 | 150 | 224 | 297 | 369 | 440 | 509 | 575 | 641 | 704 | 761 | 818 | 873 | 930 | 988 | 1046 | 1107 | 1174 | 1242 | 1311 | 1386 | 1465
|  | TOTAL | 60973 | 59923 | 59254 | 58485 | 57659 | 56769 | 55838 | 54806 | 53688 | 52638 | 51514 | 50059 | 48673 | 47354 | 46174 | 45087 | 44074 | 43180 | 42520 | 41887 | 41250 | 40763 | 40363

## TrD Figures
Navigation

## TrD Pie Charts
Navigation
BBTU of Demand Addressed by Fuel Source
|  |  | 2013 | 2023 | 2035
| Business As Usual (BAU) | DFO | 9997 | 12112 | 12371
|  | Bio | 0 | 0 | 0
|  | E85 | 7 | 10 | 9
|  | Jet-A | 4324 | 4310 | 4385
|  | Gasoline | 44746 | 38241 | 31344
|  | NG | 1664 | 1918 | 7349
|  | Propane | 107 | 109 | 106
|  | RFO | 128 | 130 | 128
|  | Electric | 45 | 76 | 120
|  | TOTAL | 61018 | 56906 | 55812
|  |  | 2013 | 2023 | 2035
| Scenario 1 (Security) | DFO | 9997 | 9982.6 | 7346.7
|  | Bio | 0 | 525.4 | 816.3
|  | E85 | 7 | 10 | 9
|  | Jet-A | 4324 | 3616 | 2565
|  | Gasoline | 44746 | 31061 | 12512
|  | NG | 1664 | 2650 | 14935
|  | Propane | 107 | 92 | 60
|  | RFO | 128 | 109 | 74
|  | Electric | 0 | 141 | 297
|  | TOTAL | 60973 | 48187 | 38615
|  |  | 2013 | 2023 | 2035
| Scenario 2 (Cost Effectiveness) | DFO | 9997 | 10048 | 7634
|  | Bio | 0 | 0 | 0
|  | E85 | 7 | 10 | 9
|  | Jet-A | 4324 | 3417 | 2336
|  | Gasoline | 44746 | 29002 | 10146
|  | NG | 1664 | 2574 | 14847
|  | Propane | 107 | 87 | 55
|  | RFO | 128 | 103 | 67
|  | Electric | 0 | 141 | 297
|  | TOTAL | 60973 | 45382 | 35391
|  |  | 2013 | 2023 | 2035
| Scenario 3 (Sustainability) | DFO | 9997 | 10012.5 | 7693.6
|  | Bio | 0 | 1112.5 | 1923.4
|  | E85 | 7 | 10 | 9
|  | Jet-A | 4324 | 3883 | 3193
|  | Gasoline | 44746 | 33822 | 19019
|  | NG | 1664 | 1754 | 6891
|  | Propane | 107 | 99 | 76
|  | RFO | 128 | 117 | 93
|  | Electric | 0 | 704 | 1465
|  | TOTAL | 60973 | 51514 | 40363